## Data Entry
Patient Info | Patient Name: | [6 empty] | = For calculation
| Chart No.: | [6 empty] | = For Information Manual Entry
Plan Info | Plan ID: | [6 empty] | = For Information Cannot Be Changed
Total Prescribed Dose (cGy) | [7 empty] | = From Drop Down Menu
No. of Fractions | [6 empty] | 0 | = From Calculation
Calculation Options | [7 empty] | = From Data Tables
Treatment Unit |  |  | Select Treatment Unit |  |  |  |  | = Not Used
Field Description | Field Name | [6 empty] | = Error
| Beam Weight | [5 empty] | 0 | = Caution
Dose per Field
Dose Per Fraction
Energy Selector
Beam Energy
SSD (cm)
Depth (cm)
Other Depth | Type
Calc Depth
Field size (cm) | Symmetric X | FALSE | FALSE | FALSE | FALSE | FALSE
X1
X2
| Symmetric Y | FALSE | FALSE | FALSE | FALSE | FALSE
Y1
Y2
Field size (cm)
Eq. Sq. (cm2)
|  | 1 | 1 | 1 | 1 | 1
|  | #N/A | #N/A | #N/A | #N/A | #N/A
Beam Dose Factors | TPR
RDF
Wedge Factor
User Factor
MU Calculation | Dose Rate at Depth
Dose Per Fraction
MU
Shielding
Extended Distance
Symmetric X
Bolus
Symmetric X
Symmetric X
Symmetric X
Symmetric X
Symmetric Y
Symmetric Y
Symmetric Y
Symmetric Y
Symmetric Y
Note on C1: Patient Name is manually entered usually in the format: last, first, but it can be any text
Note on I1: Light Yellow coloured boxes requre numbers which will be used for the MU calculations
Note on C2: Chart Number is the 8 digit CR #
Note on I2: Light blue boxes require text or reference values. They are for information only and are not used in MU calculations Some of these values are checked to see if they appear to be appropriate, but inappropriate values will not prevent MU calculations
Note on C3: PLAN ID can be any text identifying the treatment plan
Note on I3: Ligh Green Boxes contain text generated from the input data. This text is for information purposes only Data in these boxes cannot be directly modified.
Note on C4: Total Prescribed Dose is manually entered in cGy
Note on I4: Blue boxes contain the results of a selection from one of the drop-down boxes These selections are used to extract parameters used in the MU calculations Data in these boxes cannot be directly modified.
Note on C5: No. of Fractions is manually entered
Note on I5: Blue Text indicates the result of calculations done in the Data Calculations Worksheet Data in these boxes usually cannot be directly modified.
Note on C6: Extended Distance: Select this tickbox to enable extended distance calculations
Note on D6: Bolus: Select this tickbox to add bolus
Note on E6: Shielding: Select this tickbox to add a shielding/tray factor
Note on I6: Light pink boxes contain information that has been extracted from the data tables. Data in these boxes cannot be directly modified.
Note on C7: Treatment Unit Selector is the drop down Box to select the treatment unit. Energy options and other factors depend on the coice of treatment unit
Note on D7: Treatment Unit: Treatment Unit is selected from the dropdown menu on th left
Note on I7: White Blank Boxes are not used in the present MU calculations
Note on C8: Field name A field name is required for calculations to be completed. Field names cannot be duplicated, it cannot be all spaces, it cannot be a number.
Note on I8: Red Boxes Indicate that an error is present and the data in this box may be invalid
Note on C9: Beam Weighting Default weighting is all beams weighted equally. The values can be modified, but must add up to 1
Note on I9: Orange Text indicate that the data entered is different from expected and should be examined closely for possible errors
Note on C10: Dose per Field is equal to Total Dose x Beam Weight It cannot be directly modified.
Note on C11: Dose per Fraction is equal to Dose per Field / # Fractions It cannot be directly modified.
Note on C12: Energy Selector: This drop-down box is used the select file eneregy for the field. Blank selections are not allowed
Note on C13: Energy is selected from the dropdown menu above. The energies available to be selected depends on the Treatment Unit
Note on C14: SSD is the SSD value given in Eclipse. Use the Eclipse value regardless of whether Bolus is present or Extended distances are used. A mix of normal and extended distances is possible.
Note on C15: Reference Depth is only displayed if Extended Distance is selected AND SSD is > 100. If it is not displayed, the Calc Depth is calculated by 100-SSD. When Displayed a Reference Depth must be enetered because the SSD is not sufficient to determine the Calc Depth.
Note on C16: STD is only displayed if Extended Distance is selected AND SSD is > 100. It is used for inverse square law calculations and is equal to SSD + Reference Depth. It cannot be directly modified.
Note on C17: Effective SAD is only displayed if Extended Distance is selected AND SSD is > 100. It is used for inverse square law calculations. The value is extracted from a the data tables based on the energy and treatment unit. It cannot be directly modified.
Note on C18: Depth: The depth is calculated from the SSD, or for extended distance = Reference Depth It cannot be directly modified
Note on C19: Nominal Bolus Thickness: Is used if bolus is selected A non zero value indicates bolus is present for this field It is used to verify that the Effective bolus depth is reasonable
Note on C20: Surface to bolus Distance is obtained form the Eclipse Plan Data Sheet
Note on C21: Effective Bolus Thickness is calculated in Data Calculations by SSD - Surface to Bolus Distance. It cannot be directly modified
Note on C22: Other Depth can be used for anything which will have a 'depth' effect on the MU calcs, such as couch
Note on C23: Effective depth is calculated from the sum of all of the above depths. It cannot be modified
Note on C24: If the Symmetric X tick box is selected, then for that field the total X is entered and X1 and X2 are assumed to be both equal to X/2.
Note on C25: The X (X1) jaw size is either the X1 jaw only, OR, the total X field size (if Symmetric X is selected for that field). If Extended Distance is on then this is the collimator setting.
Note on C26: X2 is the X2 jaw setting. If Symmetric X is selected for that field then it is blank. If Extended Distance is on then this is the collimator setting.
Note on C27: If the Symmetric Y tick box is selected, then for that field the total Y is entered and Y1 and Y2 are assumed to be both equal to Y/2
Note on C28: The Y (Y1) jaw size is either the Y1 jaw only, OR, the total Y field size (if Symmetric Y is selected for that field). If Extended Distance is on then this is the collimator setting.
Note on C29: Y2 is the Y2 jaw setting. If Symmetric Y is selected for that field then it is blank. If Extended Distance is on then this is the collimator setting.
Note on C30: Collimator Setting is a formatted display of the Collimator Setting. It cannot be modified directly. It is only displayed if Extended distance is enabled. If X1 and X2 are the same they are added together. If Y1 and Y2 are the same they are added together.
Note on C31: Field Size is a formatted display of the field size. It cannot be modified directly. If X1 and X2 are the same they are added together. If Y1 and Y2 are the same they are added together. If Extended distance is enabled and the SSD > 100, then this is the field size at the isocentre based on the STD value calculated above. The X and Y values above are then the collimator settings from Eclipse.
Note on C32: Equivalent Square is calculated from the field size using the formula: 2XY/(X+Y) It cannot be modified directly.
Note on C33: Shielding Selector Slects the shielding type for each field
Note on C34: Shielding Type: The is the shielding type selected from the dropdown menu above. It is used to determine the shielding Factor. If Shielding is selected above a shielding type must be selected for each field
Note on C35: TPR is interpolated in Parameters based on the Energy, Depth and Equivalent Square Field size above. It cannot be modified directly.
Note on C36: RDF is interpolated in Parameters based on the Energy, X Jaw and Y Jaw above. It is not used for extended distance calculations. It cannot be modified directly.
Note on C37: RDF is interpolated in Parameters from the Energy, X and Y CollimatorSettings above. It is only used for extended distance calculations. It cannot be modified directly.
Note on C38: PSF is interpolated in Parameters from the Energy, and Equivalent Square Field size above. It is only used for extended distance calculations. It cannot be modified directly.
Note on C39: The Distance factor is calculated in Data Calculations from the SAD and Effective SAD above using the equation: [Effective SAD/(STD-100+EffectiveSAD)]^2 It is only used for extended distance calculations. It cannot be modified directly.
Note on C40: The Shielding Factor is obtained from a look-up table in Data Selection based on the Shielding Type selected above. It canot be modified directly.
Note on C41: The EDW Wedge Factor is interpolated in Parameters from the Energy, Depth and Y Jaws. It is currently not used It cannot be modified directly.
Note on C42: The User Factor: allows for a generic correction factor to be entered. It is currently not used
Note on C43: Dose Rate at Depth is calculated in Data Calculations by multiplying all of the Beam Dose Factors above. It cannot be modified directly.
Note on C44: Dose Per Fraction is calculated in Data Calculations from the Prescribed Dose, Number of Fractions and Beam Weight above. It is calculated by Prescribed Dose/Number of Fractions x Beam Weight It cannot be modified directly.
Note on C45: MU is The final MU values to be used for each field. It is calculated in Data Calculations by: Dose Per Fraction/Dose Rate at Depth It cannot be modified directly.

## Print Form
Cancer Centre of South Eastern Ontario
Monitor Unit Calculation
Patient Name: | 0
Chart No.: | 0 |  |  | Plan ID: | 0
Total Prescribed Dose (cGy) & Fractions: |  | 0 / 0
Field description | 0 | 0 | 0 | 0 | 0
Beam Weighting (%) | #VALUE! | #VALUE! | #VALUE! | #VALUE! | #VALUE!
Dose per field (cGy)
Fractions per field | 0 | 0 | 0 | 0 | 0
Daily Dose (cGy)
Beam Energy
SSD (cm) | 0 | 0 | 0 | 0 | 0
Field size (cm) X×Y
Eq. Sq. (cm2)
Depth (cm)
| 0 | 0 | 0 | 0 | 0
Effective Depth (cm)
Ref. Dose Rate (cGy/MU) | 1 | 1 | 1 | 1 | 1
TPR
RDF
Wedge Angle
Wedge Factor
| #N/A | #N/A | #N/A | #N/A | #N/A
User Factor
Tumour Dose Rate (cGy/MU)
MU Setting
MU Calc RT v1.0

## Data Calculations
Info
Table Header
Drop down Lists
Drop down List Links
Drop down List names
Tick Box links
Data Tables
Table Lookup
From Data Entry
Calculation
To Data Entry | DATA
Validation test
Failed Sanity Check
Not Used in Current Calculations
From Parameters
Header Data
Patient & Plan Info
Patient Name: | 0 | FALSE | !
Chart No.: | 0 | FALSE | ! | Sanity checks to show on Print Form
Plan ID: | 0 | FALSE | !
Field Names and Count
Daily Dose
Field Name
Valid Field Names | FALSE | FALSE | FALSE | FALSE | FALSE | x
Field Count | 0 | 0 | 0 | 0 | 0
# Beams | 0
Machine & Energy
Treatment Unit
Select Treatment Unit
CL6
21AIX
21BIX
21D
TR1
Treatment Unit Selection
Treatment Unit | Select Treatment Unit
Drop Down Index | 1
Data Tables
Energy | CL6 | 21AIX | 21BIX | 21D | TR1
6 MV | CL6 6MV | 6MV | 6MV | 6MV | 6MV
10 MV |  |  |  |  | 10 MV
15 MV |  | 15MV | 15MV | 15MV | 15MV
Beam Energies
Select Energy
6 MV
10 MV
15 MV
Energy Selection
Beam Energy | Select Energy | Select Energy | Select Energy | Select Energy | Select Energy
Drop Down Index | 1 | 1 | 1 | 1 | 1
Data Table | #N/A | #N/A | #N/A | #N/A | #N/A
Valid Energy | FALSE | FALSE | FALSE | FALSE | FALSE | x
Depths
Depth Limits
Depth Min | #N/A | #N/A | #N/A | #N/A | #N/A
Depth Max | #N/A | #N/A | #N/A | #N/A | #N/A
FALSE | Extended Distance
Effective SAD | #N/A | #N/A | #N/A | #N/A | #N/A
SSD | 0 | 0 | 0 | 0 | 0
Valid SSD | TRUE | TRUE | TRUE | TRUE | TRUE
Extended SSD | FALSE | FALSE | FALSE | FALSE | FALSE
STD | 100 | 100 | 100 | 100 | 100
Inverse Square | 1 | 1 | 1 | 1 | 1
Reference Depth | 0 | 0 | 0 | 0 | 0
Valid Reference Depth | TRUE | TRUE | TRUE | TRUE | TRUE
Depth | 100 | 100 | 100 | 100 | 100
FALSE | Bolus
Nominal Bolus Thickness | 0 | 0 | 0 | 0 | 0
Bolus Present | FALSE | FALSE | FALSE | FALSE | FALSE
Surface to Bolus Distance | 0 | 0 | 0 | 0 | 0
Effective Bolus Thickness | 0 | 0 | 0 | 0 | 0
Max Expected Bolus Thickness | 0 | 0 | 0 | 0 | 0
Thickness Reasonable | TRUE | TRUE | TRUE | TRUE | TRUE | !
Thickness Valid | TRUE | TRUE | TRUE | TRUE | TRUE
FALSE | Other Depth
Other Depth Type | Type
Other Depth Reference | Type | [5 empty] | Type' is the default vlaue for no other depth
Other Depth | 0 | 0 | 0 | 0 | 0
Max Expected Other Depth | 2
Reasonable Other Depth | TRUE | TRUE | TRUE | TRUE | TRUE | !
Combined Depths
Depth | 100 | 100 | 100 | 100 | 100
Effective Bolus Thickness | 0 | 0 | 0 | 0 | 0
Other Depth | 0 | 0 | 0 | 0 | 0
Calc Depth | 100 | 100 | 100 | 100 | 100
Valid Depth Range | #N/A | #N/A | #N/A | #N/A | #N/A
Valid Depth | #N/A | #N/A | #N/A | #N/A | #N/A | x
Field Size
Jaw Limits
X1 Min | #N/A | #N/A | #N/A | #N/A | #N/A
X1 Max | #N/A | #N/A | #N/A | #N/A | #N/A
X2 Min | #N/A | #N/A | #N/A | #N/A | #N/A
X2 Max | #N/A | #N/A | #N/A | #N/A | #N/A
Y1 Min | #N/A | #N/A | #N/A | #N/A | #N/A
Y1 Max | #N/A | #N/A | #N/A | #N/A | #N/A |  | To be adjusted by presence of EDW
Y2 Min | #N/A | #N/A | #N/A | #N/A | #N/A
Y2 Max | #N/A | #N/A | #N/A | #N/A | #N/A
X Collimator Min | #N/A | #N/A | #N/A | #N/A | #N/A
X Collimator Max | #N/A | #N/A | #N/A | #N/A | #N/A
Y Collimator Min | #N/A | #N/A | #N/A | #N/A | #N/A
Y Collimator Max | #N/A | #N/A | #N/A | #N/A | #N/A
Field Size Min | #N/A | #N/A | #N/A | #N/A | #N/A
Field Size Max | #N/A | #N/A | #N/A | #N/A | #N/A
Field Size
Symmetric X | FALSE | FALSE | FALSE | FALSE | FALSE
X1 | 0 | 0 | 0 | 0 | 0
X2 | 0 | 0 | 0 | 0 | 0
Symmetric Y | FALSE | FALSE | FALSE | FALSE | FALSE
Y1 | 0 | 0 | 0 | 0 | 0
Y2 | 0 | 0 | 0 | 0 | 0
Collimator X1 | 0 | 0 | 0 | 0 | 0
Collimator X2 | 0 | 0 | 0 | 0 | 0
X Collimator | 0 | 0 | 0 | 0 | 0
Collimator Y1 | 0 | 0 | 0 | 0 | 0
Collimator Y2 | 0 | 0 | 0 | 0 | 0
Y Collimator | 0 | 0 | 0 | 0 | 0
X1 Limits | #N/A | #N/A | #N/A | #N/A | #N/A
X2 Limits | #N/A | #N/A | #N/A | #N/A | #N/A
Y1 Limits | #N/A | #N/A | #N/A | #N/A | #N/A
Y2 Limits | #N/A | #N/A | #N/A | #N/A | #N/A
X Collimator Limits | #N/A | #N/A | #N/A | #N/A | #N/A
Y Collimator Limits | #N/A | #N/A | #N/A | #N/A | #N/A
Collimator Eq. Sq. | #DIV/0! | #DIV/0! | #DIV/0! | #DIV/0! | #DIV/0!
Collimator Display X | 0.0 | 0.0 | 0.0 | 0.0 | 0.0
Collimator Display Y | 0.0 | 0.0 | 0.0 | 0.0 | 0.0
Collimator Settings Display | 0.0x0.0 | 0.0x0.0 | 0.0x0.0 | 0.0x0.0 | 0.0x0.0
Field Size X1 | 0 | 0 | 0 | 0 | 0
Field Size X2 | 0 | 0 | 0 | 0 | 0
Field Size X | 0 | 0 | 0 | 0 | 0
Field Size Y1 | 0 | 0 | 0 | 0 | 0
Field Size Y2 | 0 | 0 | 0 | 0 | 0
Field Size Y | 0 | 0 | 0 | 0 | 0
Field Size Eq. Sq. | #DIV/0! | #DIV/0! | #DIV/0! | #DIV/0! | #DIV/0!
Field Size Limits | TRUE | TRUE | TRUE | TRUE | TRUE
Field Size Display X | 0.0 | 0.0 | 0.0 | 0.0 | 0.0
Field Size Display Y | 0.0 | 0.0 | 0.0 | 0.0 | 0.0
Field Size Display | 0.0x0.0 | 0.0x0.0 | 0.0x0.0 | 0.0x0.0 | 0.0x0.0
Valid X & Y | TRUE | TRUE | TRUE | TRUE | TRUE | x
Shielding
FALSE | Shielding Lists
None
MLC
Poured Block
Placed Block
Slotted Block
Shielding Factors
Drop Down Index | 1 | 1 | 1 | 1 | 1
Shielding Type | #N/A | #N/A | #N/A | #N/A | #N/A
Shielding Factor | #N/A | #N/A | #N/A | #N/A | #N/A
Valid Shielding Selection | TRUE | TRUE | TRUE | TRUE | TRUE
Gantry
Placed Block OK
Valid Shielding | TRUE | TRUE | TRUE | TRUE | TRUE | x
Dose Calculations
Dose Per Field
Total Dose | 0
Min Expected Total Dose | 100
Max Expected Total Dose | 80000
Total Dose Reasonable | FALSE |  |  |  |  | !
# Fractions | 0
Min Expected # Fractions | 1
Max Expected # Fractions | 40
# Fractions Reasonable | FALSE |  |  |  |  | !
Valid Field Names | FALSE | FALSE | FALSE | FALSE | FALSE
Default Beam Weight
Beam Weight | 0 | 0 | 0 | 0 | 0
Valid Individual Beam Weights | TRUE | TRUE | TRUE | TRUE | TRUE
Total Beam Weight | 0
Valid Beam Weight | FALSE |  |  |  |  | x
Dose per Field | 0 | 0 | 0 | 0 | 0
Field Dose Per Fraction | #DIV/0! | #DIV/0! | #DIV/0! | #DIV/0! | #DIV/0!
Parameters
TPR | #N/A | #N/A | #N/A | #N/A | #N/A
RDF | #N/A | #N/A | #N/A | #N/A | #N/A
ROF | 1 | 1 | 1 | 1 | 1
PSF | 1 | 1 | 1 | 1 | 1
Inv Sqr | 1 | 1 | 1 | 1 | 1
Shielding | 1 | 1 | 1 | 1 | 1
User Factor
EDW Factor
MU Calculation
Check Sum | TRUE
Data Valid | #N/A | #N/A | #N/A | #N/A | #N/A | *
Dose Rate at Depth | #N/A | #N/A | #N/A | #N/A | #N/A
Min Expected Dose Rate | 0.1
Max Expected Dose Rate | 1
Dose Rate Reasonable | #N/A | #N/A | #N/A | #N/A | #N/A | !
MUs | #N/A | #N/A | #N/A | #N/A | #N/A
Min Expected MUs | 10
Max Expected MUs | 1000
MUs Reasonable | #N/A | #N/A | #N/A | #N/A | #N/A | !
EDW Factors | currently not in use
Wedge List
TPP Wedge
Orientation
Wedge
EDW
Wedge Limits
Energy
Collimator X1 | 0 | 0 | 0 | 0 | 0
Collimator X2 | 0 | 0 | 0 | 0 | 0
Collimator Y1 | 0 | 0 | 0 | 0 | 0
Collimator Y2 | 0 | 0 | 0 | 0 | 0
Max Jaw
Wedge Angle
Wedge Limits | #REF! | #REF! | #REF! | #REF! | #REF!
EDW | #REF! | #REF! | #REF! | #REF! | #REF!
EDW orientation
Fixed Jaw
EDW Limits | #REF! | #REF! | #REF! | #REF! | #REF!
Note on B2: Data Calculations: The Data Calculations Worksheet takes the data eneterd in the Data Entry Worksheet, checks it, performs calculations and passes results back to the Data Entry Form
Note on C4: Blue Boxes indicate the header of a Data Table
Note on C5: Light Blue Boxes Indicates a member of a drop down list for Data Entry
Note on C6: Magenta Boxes indicate the link cell for a drop down list in Data Entry It's value will be a number which references the item in the list
Note on C7: Pink Boxes indicate the Item references by a drop down box index #
Note on C8: Orange Boxes indicate the link cell for a tick box in Data Entry. It's value will be either True or false
Note on C9: Yellow boxes indicate part of a look-up data table from which parameters and limits are obtained.
Note on C10: Light Green Boxes indicates data looked-up from a data table
Note on C11: Purple Boxes indicate information obtained from the Data Entry sheet
Note on C12: Red-Brown Boxes indicate a calculation being done.
Note on C13: Text in Bold Blue indicates data which is sent to Data Entry This will sometimes occur in cells with different background colours indicating the source of the data
Note on C14: Green or Red Boxes IndicateValidation Tests and their status
Note on D14: Green or Red Boxes IndicateValidation Tests and their status
Note on C15: Bright Yellow Boxes indicate a failed sanity check. This means a unusual, but not nessesarily wrong value is present
Note on C16: Grey Boxes: indicate data which is not being used for the calculation under the present conditions
Note on C17: Beige Boxes indicate information obtained from the Parameters sheet
Note on B21: Patient & Plan Info: This Section Checks tha status of basif Plan Information
Note on D22: Patient Name: Tests that Patient Name ame has been entered and is Text
Note on D23: Chart Number: Verifies that the Patient Chart Number is 8 digits long
Note on D24: Plan ID: Verifies that a Plan ID has been entered and is text
Note on C32: Field Name: The field name from data entry, with leading and trailing spaces removed. This must contain text for calculations to be done. Field Names must not be identical
Note on C33: Valid Field Name: Tests to see that field names are unique and do not contain all spaces
Note on C34: Field Count: = 1 if the field name is valid, 0 otherwiase. It is used to count the number of beams
Note on C35: A count of the number of valid field names. It is used to calulate the default field weighting
Note on B41: The Treatment Unit List is obtained from the Data Tables list and is used to select the unit for calculations
Note on B42: The list of All Treatment Unit names from DataTables.
Note on B50: Treatment Unit Selection is linked to data entry where the unit is selected
Note on C51: Treatment Unit is the Unit name from the Treatment Unit dropdown list
Note on C52: Treatment Unit Drop Down Index is an index to the Treatment Unit list It is linked to the drop down list in Data Entry
Note on B55: The Data Tables List correlates the treatment Unit with the list energies available and data tables in Table References.
Note on B56: Energy: The list of all possible beam energies for all machines. The Beam Energies drop down box references this list
Note on C56: Treatment Unit: The list of all Treatment Units from Table References
Note on C57: Data Table Names: The table of all Data Sheet names by Treatment Unit and Energy from Table References
Note on B62: The Beam Energy List includes all energies from Data Tables for which the selected unit has a data table name. This list is used by the Energy Drop Down box in Data Entry.
Note on B63: The list of All available energy names for the selected Treatment Unit. It is used by the drop down box in Data Entry. The energies displayed depend on the unit selected. The same number of selection slots is always available, but some are blank
Note on B69: Energy Selection: Is linked to the Drop Down Lists in Data Entry and References the Beam Energies table.
Note on C70: Beam Energy: The Energy name selected by the energy drop down box
Note on C71: Energy Drop Down Index is an index to the Beam Energy list It is linked to the drop down list in Data Entry The energies displayed depend on the unit selected. The same number of selection slots is always available, but some are blank
Note on C72: Data Table is the name of the data table based on the unit and energy selected. It comes from the Data Tables list and is used to lookup values in those workseet tables An N/A value indicates a failed lookup in Data Tables
Note on C73: Valid Energy: This checks that an appropriate energy was selected and the Data Table lookup was succesful
Note on B80: Depth Limits: the Min and Max allowable depths for the selected data table from Parameters
Note on B86: A link to the Extended Distance Tick box in Data Entry. TRUE indicates that extended distance calculations are enabled. The default is FALSE
Note on C86: Extended Distance: This table does the calculations for any Extended Distance Fields. If a field is not extended distance it calculated the depth from the SSD
Note on C87: Effective SSD: The Effective SSD value for this field based on Treatment Unit and Energy It is obtained from a table in Parameters
Note on C88: SSD: is the SSD value from Data Entry
Note on C89: Valid SSD: If Extended distance is not selected the SSD must be less than 100
Note on C90: Extended SSD: This value is TRUE if extended distance is selected AND the field SSD is greater than 100 If it is true then Extended distance calculations will be performed for this field
Note on C91: Source to Target Distance: If Extended Distance calculations are being done, it is the field SSD plus the field REFERENCE Depth. Otherwise it is 100.
Note on C92: Inverse Square: The inverse square distance correction if Extended Distance calculations are being done. Otherwise it is 1.0
Note on C93: Reference Depth: Indicates the depth from the surface to the psudo-isocentre for extended SSD treatments For normal (SAD=100, SSD < 100) treatments it is not used
Note on C94: Valid Reference Depth: Checks that the Reference Depth Value is a number if Extended SSD is true
Note on C95: Depth: If Extended SSD calculations are done it is the reference depth, Otherwise it is 100-SSD
Note on B99: A link to the Bolus Tick box in Data Entry. TRUE indicates that Bolus Entry is enabled. The default is FALSE
Note on C99: Bolus: This table calculates and tests effective bolus thickness if bolus is selected
Note on C100: The Nominal Bolus Thickness for this field from Data Entry. If Bolus is not selecte then this value is ignored. If Bolus is selected but there is no value for enetered it is treated as no bolus present for this field
Note on C101: Bolus Present: Tests to see if bolus is selected and a number is enetered for the Nominal Bolus thickness If this is TRUE, then an effecteve bolus thickness will be provided for this field
Note on C102: Surface to Bolus Thickness: This is the value from Data Entry If Bolus is selected and the Nominal Bolus Depth is a number > 0
Note on D102: Effective Bolus Thickness: This has the value from Data Entry If Bolus is selected and Nominal Bolus Depth is not 0
Note on E102: Effective Bolus Thickness: This has the value from Data Entry If Bolus is selected and Nominal Bolus Depth is not 0
Note on F102: Effective Bolus Thickness: This has the value from Data Entry If Bolus is selected and Nominal Bolus Depth is not 0
Note on G102: Effective Bolus Thickness: This has the value from Data Entry If Bolus is selected and Nominal Bolus Depth is not 0
Note on C103: Effective Bolus Thickness: This value is calculated from the Surface to Bolus Distance
Note on D103: Effective Bolus Thickness: This has the value from Data Entry If Bolus is selected and Nominal Bolus Depth is not 0
Note on E103: Effective Bolus Thickness: This has the value from Data Entry If Bolus is selected and Nominal Bolus Depth is not 0
Note on F103: Effective Bolus Thickness: This has the value from Data Entry If Bolus is selected and Nominal Bolus Depth is not 0
Note on G103: Effective Bolus Thickness: This has the value from Data Entry If Bolus is selected and Nominal Bolus Depth is not 0
Note on C104: Max Expected Bolus Thickness: This is a sanity check on the effective bolus thickness. It presently assumes that the isocentre will be incident on the bolus at an angle no greater that 70 degrees
Note on C105: Thickness Reasonable tests to see if the Effective Bolus Thickness calculated is reasonable based on the Max Expected Bolus Thickness
Note on C106: Thickness valid tests to see if the Effective Bolus Thickness calculated is greater or equalt to the Nominal Bolus thickness
Note on B110: Tests to see if Other Depth Type has been changed from its default value. This indicates that Other Depth should be used
Note on C110: Other Depth: This table retrievs and tests the Other Depth value
Note on C111: Other Depth Type: is the other depth decriptor from Data Entry It is used to determine if an Other Depth should be used
Note on C112: Other Depth Reference: the default value for other depth type'Type' It is used to check whether the Other Depth Type has been modified
Note on C113: Other Depth is the other depth value from Data Entry if Other Depth Type has not been changed from its default value then Other Depth =0
Note on C114: Max Expected Other Depth: This is a sanity check on the Other Depth The value is the max expected Other Depth Value An error will occur if the Other Depth is greater than this value
Note on C115: Reasonable Other Depth: Checks that the Other Depth Value is a number and is less than the Max Expected Other Depth
Note on C119: Combined Depths: The Primary Depth, Bolus Thickness and Other Depth summed and checked
Note on C120: Depth: The depth value claculated from the Extended Distance Table
Note on C121: Effective Bolus Thickness:The Bolus thickness value calculated from the Bolus Table
Note on C122: Other Depth:The Other Depth value from the Other Depth Table
Note on C123: Calc Depth is the sum of the Primary Depth, the Effective Bolus Thickness and Other Depth (if Present)
Note on C124: Valid Depth: Compares the calculated depth to the values in the Depth Limits Table.
Note on C125: Valid Depth Checks all of the above depths tests to confirm that the values enetered are reasonable If a Valid Field Name has been entered, A TRUE value indicates that the field size is good. If the Field Name is not valid this value will be TRUE regardless of the depths entered
Note on B132: Jaw Limits: the Min and Max allowable jaw positions and field size for the selected data table from Parameters
Note on C151: Symmetric X is linked to the Symmetric X Tick box in Data Entry for this particular field. FALSE indicates that X1 and X2 are referenced separately. TRUE indicates that X1=X2=X/2
Note on C152: X (X1) is the X1 or X (if Symmetric) value from Data Entry.
Note on C153: X2 is the X2 value from Data Entry. If Symmetric X is selected for this field the value is ignored.
Note on C154: Symmetric Y is linked to the Symmetric Y Tick box in Data Entry for this particular field. FALSE indicates that X1 and X2 are referenced separately. TRUE indicates that X1=X2=X/2
Note on C155: Y (Y1) is the Y1 or Y (if Symmetric) value from Data Entry.
Note on C156: Y2 is the Y2 value from Data Entry. If Symmetric Y is selected for this field the value is ignored.
Note on C157: Collimator X1 is either the X1 or X/2 value from Data Entry
Note on C158: Collimator X2 is either the X2 or X/2 value from Data Entry
Note on C159: X Collimator is the sum of X1 + X2
Note on C160: Collimator Y1 is either the Y1 or Y/2 value from Data Entry
Note on C161: Collimator Y2 is either the Y2 or Y/2 value from Data Entry
Note on C162: Y Collimator is the sum of Y1 + Y2
Note on C163: X1 Limits tests to see if the X1 Jaw is within the range defined by the Jaw Limits table
Note on C164: X2 Limits tests to see if the X2 Jaw is within the range defined by the Jaw Limits table
Note on C165: Y1 Limits tests to see if the Y1 Jaw is within the range defined by the Jaw Limits table
Note on C166: Y2 Limits tests to see if the Y2 Jaw is within the range defined by the Jaw Limits table
Note on C167: X Collimator Limits tests to see if the Collimator Total X value is within the range given in the Jaw Limits table Individual jaw limits are based on physical capabilities collimator jaw limits are based on the data range for the RDF and ROF table, which can be different from physical limits
Note on C168: Y Collimator Limits tests to see if the Collimator Total Y value is within the range given in the Jaw Limits table Individual jaw limits are based on physical capabilities collimator jaw limits are based on the data range for the RDF and ROF table, which can be different from physical limits
Note on C169: Collimator Equivalent Square is the Equivalent Square calculated from the X and Y collimator settings.
Note on C170: Collimator Display X formats the X Collimator Settings for display. If X1 = X2, X collimator is displayed otherwise it is displayed as: (X1,X2) The field size is displayed with 1 decimal place,
Note on C171: Collimator Display Y formats the Y Collimator Settings for display. If Y1 = Y2, Y collimator is displayed otherwise it is displayed as: (Y1,Y2) The field size is displayed with 1 decimal place,
Note on C172: Collimator Settings Display combines the text in Collimator Display X and Collimator Display Y to produce the standard written form for the Collimator Settings in the form: Collimator Display X x Collimator Display Y
Note on C173: Field Size X1 is the X1 field size at SAD 100. If Extended Distance is not used it will be equal to Collimator X1
Note on C174: Field Size X2 is the X2 field size at SAD 100. If Extended Distance is not used it will be equal toCollimator X2
Note on C175: Field Size X is the X field size at SAD 100. If Extended Distance is not used it will be equal to X Collimator
Note on C176: Field Size Y1 is the Y1 field size at SAD 100. If Extended Distance is not used it will be equal to the Collimator Y1
Note on C177: Field Size Y2 is the Y2 field size at SAD 100. If Extended Distance is not used it will be equal to the Collimator Y2
Note on C178: Field Size Y is the Y field size at SAD 100. If Extended Distance is not used it will be equal to Y Collimator
Note on C179: Field Size Equivalent Square is the Equivalent Square calculated from the X and Y Field Size. If Extended Distance is not used it will be equal to the Collimator Eq. Sq.
Note on C180: Field Size Limits tests to see if the Field Size Equivalent Square is within the range defined by the Jaw Limits table
Note on C181: Field Size Display X formats the X field size for display. If X1 = X2, Field Size X is displayed otherwise it is displayed as: (X1,X2) The field size is displayed with 1 decimal place,
Note on C182: Field Size Display Y formats the Y field size for display. If Y1 = Y2, Field Size Y is displayed otherwise it is displayed as: (Y1,Y2) The field size is displayed with 1 decimal place,
Note on C183: Field Size Display combines the text in Field Size Display X and Field Size Display Y to produce the standard written form for the Field Size in the form: Field Size Display X x Field Size Display Y
Note on C184: Valid X & Y Checks all of the above tests to confirm that the X and Y values eneterd are reasonable If a Valid Field Name has been entered, A TRUE value indicates that the field size is good. If the Field Name is not valid this value will be TRUE regardless of the parameters entered
Note on B191: A link to the Shielding Tick box in Data Entry. TRUE indicates that shielding paramteres are enabled. The default is FALSE
Note on C191: Shielding Lists includes all shielding types available for the Data Table used with each field If Shielding is not enabled this table will be blank These lists are used by the Shielding drop down boxes in Data Entry.
Note on B192: Possible Shielding Types This column lists all possible shielding types in all data tables
Note on C192: Shielding Option, These fields search the table in Parameters for the presence of the Possible Shielding Type from the first column
Note on C199: Shielding Factors Table extracts the shielding factor for the selected Shielding Type from Parameters
Note on C200: Shielding Drop Down Index is an index to the Shielding Energy lists It is linked to the Shielding drop down lists in Data Entry The Shielding options displayed depend on the unit and energy selected. The same number of selection slots are always available, but some are blank
Note on C201: Shielding Type: The Shielding name selected by the shielding drop down box If a blank element is selected the #N/A value is generated
Note on C202: The shielding Factor value to be used in the dose calculations If an invalid type is selected an #N/A value is generated
Note on C203: Valid Shielding Selection tests to see that the shielding selection is a legitimate one for the current Treatment Unit and Energy
Note on C204: The Field's Gantry angle is currently not enetered. It can be used to test whether it is valid to use placed blocks.
Note on C205: Placed Block OK is a test to see if a placed block is assigned to a field with a gantry angle more than 5 degrees off of 0 This test is currently not done
Note on C206: Valid Shielding Checks the Valid Shielding Selection test to confirm that the shielding factor values are reasonable If a Valid Field Name has been entered, A TRUE value indicates that the shielding factor is good. If the Field Name is not valid this value will be TRUE regardless of the shielding factor
Note on B213: Dose Per Field This table calculates the Dose Per Field based on the Dose, Fractionation and Field Weights from Data Entry
Note on C214: Total Dose is obtained from the Header value in Data Entry
Note on C215: Min Expected Total Dose: This is a sanity check on the Total Dose The value is the minimum expected Total Dose Value A warning will be given if theTotal Dose is less than this value
Note on C216: Max Expected Total Dose: This is a sanity check on the Total Dose The value is the maximum expected Total Dose Value A warning will be given if theTotal Dose is greater than this value
Note on C217: Total Dose Reasonable This is a sanity checl on the Total Dose Value A Warning is given if the Total Dose is less than Min Expected Total Dose or more than Max Expected Total Dose
Note on C218: Number of Fractions is obtained from the Header value in Data Entry
Note on C219: Min Expected # Fractions: This is a sanity check on the # Fractions The value is the minimum expected # Fractions A warning will be given if the # Fractions is less than this value
Note on C220: Max Expected # Fractions: This is a sanity check on the # Fractions The value is the maximum expected # Fractions A warning will be given if the # Fractions is greater than this value
Note on C221: # Fractions Reasonable This is a sanity checl on the # Fractions A warning is given if the # Fractions is less than Min Expected # Fractions or more than Max Expected # Fractions
Note on C222: Valid Field Name: A link to the test of field names above
Note on C223: Beam Weight Default Beam Weight based on equal weighting for all beams
Note on C224: The Beam Weight used for calculations from Data Entry
Note on C225: Valid Individual Beam Weightss: Tests to see that entered beam weights are >0 and <1 If the Field Name is not valid the t6est is not done and the Field weight is reported valid
Note on C226: Total Beam Weight is the sum of the beam weights for all valid fields
Note on C227: Valid Beam Weight checks that all of the beam weights sum to 1.0 and that individual beam weights are valid
Note on C228: The Dose per field calculated by Total Dose x Beam Weight.
Note on C229: Field Dose Per Fraction: Calculated as = Dose per Field / # Fractions
Note on B233: Parameters This table is the collection of all of the dose parameters based on Treatment Unit Energy Field size and Depth The values are extracted from the Parameters Worksheet or calculated in other tables in Dose Calculations
Note on C234: TPR is the TPR Factor extracted from Parameters
Note on C235: RDF is the Relative Dose Factor extracted from Parameters This is 1.0 if Extended distance calculations are done for this field
Note on C236: ROF is the Relative Output Factor extracted from Parameters if Extended Distance calculations are done for this field. Otherwise it is 1.0
Note on C237: PSF is the Peak Scatter Factor extracted from Parameters if Extended Distance calculations are done for this field. Otherwise it is 1.0
Note on C238: Inv Sqr is the Inverse Square distance correction factor calculated in the Extended Distance table if Extended Distance calculations are done for this field. Otherwise it is 1.0
Note on C239: Shielding is the shielding tray factor for the selectd shielding type if shielding is selected otherwise it is 1.0
Note on C240: User Factor This value is currently not used
Note on C241: EDW Factor This value is currently not used
Note on B245: The MU Calculation table takes the values from the Dose Per Field table and the Parameters table to calculate the final MUs
Note on C246: Check Sum Is the results of the check sum test done in Table References which verifies that the data tables have not been accidentaly modified
Note on C247: Data Valid Checks the status of the Field name, Energy, Depth, Field Size, Shielding and Beam Weights tests to ensure that the data being used for the MU calculations is valid
Note on C248: Dose Rate at Depth calculates the field dose rate at the calculation point by multiplying all of the factors in the Parameters table
Note on C249: Min Expected Dose Rate: This is a sanity check on the Dose Rate at Depth The value is the minimum expected dose rate A warning will be given if the Dose Rate at Depth is less than this value
Note on C250: Max Expected Dose Rate: This is a sanity check on the Dose Rate at Depth The value is the maximum expected dose rate A warning will be given if the Dose Rate at Depth is greater than this value.
Note on C251: Dose Rate Reasonable This is a sanity checl on the Dose Rate at DepthValue A Warning is given if the Dose Rate at Depth is less than Min Expected Dose Rate or more than Max Expected Dose Rate
Note on C252: MUs: is the final MUs calculated by Field Dose Per Fraction / Dose Rate at Depth If the Data Valid Check fails #N/A will be given
Note on C253: Min Expected MUs: This is a sanity check on thenumber of MUs The value is the minimum expected number of MUs A warning will be given if the number of MUs is less than this value
Note on C254: Max Expected MUs: This is a sanity check on thenumber of MUs The value is the maximum expected number of MUs A warning will be given if the number of MUs is greater than this value
Note on C255: MUs Reasonable This is a sanity check on the number of MUs A Warning is given if the number of MUs calculated is less than Min Expected MUs or more than Max Expected MUs
Note on C266: The TPP Wedge Modifier name from the Plan Data Sheet
Note on C267: The TPP modifier Wedge Orientation is extracted by searching for text in brackets, as this is how TPP indicates orientation. A blank in this box indicates that no valid wedge was found
Note on C268: The TPP modifier Wedge Name is extracted by selecting all of the text after the brackets.
Note on C269: If the Phrase EDW is found in the wedge name it is identified as a dynamic wedge. The wedge name passed on to Data Entry is then the Orientation followed by the Wedge Name from above.
Note on C272: The Machine and Beam Energy from Data Entry
Note on C273: The X1, X2, Y1,Y2 Collimator Jaw Settings from Data Entry
Note on C277: Max Jaw Identifies the maximum jaw position in the wedge direction for the particular field (based on the orientation of the Physical Wedge above).
Note on C278: Wedge Angle searches the Physical Wedge above for a number 15,30,45 or 60 indicating wedge angle.
Note on C279: Wedge Limits looks up the Maximum allowable Jaw position from the Wedge Limits Table above based on energy and wedge angle. A TRUE value indicates that the field size is good. This value is checked by the Print Form sheet.
Note on C280: The EDW Wedge from Data Entry with any extra spaces removed
Note on C281: The EDW Wedge Orientation is identified from the EDW Wedge above by searching for 'IN' or 'OUT' (case insensitive)
Note on C282: Fixed Jaw Identifies the fixed jaw size based on the orientation of the EDW Wedge above.
Note on C283: EDW Limits tests to see if the Fixed Jaw above is less than 10 or greater than 0. A TRUE value indicates that the field size is good. This value is checked by the Print Form sheet.

## Parameters
From Data Selection
calculated
| DATA | To Data Entry
Data Indexing References
Look up Values
From Databook Tables
Interpolated Values
Not In Use
Calc Parameters
| Beam Number | 1 | 2 | 3 | 4 | 5
| Collimator X1 | 0 | 0 | 0 | 0 | 0
| Collimator X2 | 0 | 0 | 0 | 0 | 0
| Collimator Y1 | 0 | 0 | 0 | 0 | 0
| Collimator Y2 | 0 | 0 | 0 | 0 | 0
| Collimator X Total | 0 | 0 | 0 | 0 | 0
| Collimator Y Total | 0 | 0 | 0 | 0 | 0
| Coll. Eq. Sq. | #DIV/0! | #DIV/0! | #DIV/0! | #DIV/0! | #DIV/0!
| STD | 100 | 100 | 100 | 100 | 100
Effective SAD
| Field X1 | 0 | 0 | 0 | 0 | 0
| Field X2 | 0 | 0 | 0 | 0 | 0
| Field Y1 | 0 | 0 | 0 | 0 | 0
| Field Y2 | 0 | 0 | 0 | 0 | 0
| Field Width | 0 | 0 | 0 | 0 | 0
| Field Length | 0 | 0 | 0 | 0 | 0
| EQ SQR | #DIV/0! | #DIV/0! | #DIV/0! | #DIV/0! | #DIV/0!
| Distance | 1 | 1 | 1 | 1 | 1
| Depth | 100 | 100 | 100 | 100 | 100
| Unit & EnergyEnergy | #N/A | #N/A | #N/A | #N/A | #N/A
| TPR | #N/A | #N/A | #N/A | #N/A | #N/A
| PSF | #N/A | #N/A | #N/A | #N/A | #N/A
| RDF | #N/A | #N/A | #N/A | #N/A | #N/A
| ROF | #N/A | #N/A | #N/A | #N/A | #N/A
EDW Wedge
EDW
EDW orientation
Fixed Jaw
EDW Angle
EDW WF
Limits |  | Limits Look-up
| Beam Number | 1 | 2 | 3 | 4 | 5
| Unit & Energy | #N/A | #N/A | #N/A | #N/A | #N/A
| Table Offset | 20 | 20 | 20 | 20 | 20
| Range | #N/A | #N/A | #N/A | #N/A | #N/A
| Range height | #N/A | #N/A | #N/A | #N/A | #N/A
| Range width | #N/A | #N/A | #N/A | #N/A | #N/A
| X1 Min | #N/A | #N/A | #N/A | #N/A | #N/A
| X1 Max | #N/A | #N/A | #N/A | #N/A | #N/A
| X2 Min | #N/A | #N/A | #N/A | #N/A | #N/A
| X2 Max | #N/A | #N/A | #N/A | #N/A | #N/A
| Y1 Min | #N/A | #N/A | #N/A | #N/A | #N/A
| Y1 Max | #N/A | #N/A | #N/A | #N/A | #N/A
| Y2 Min | #N/A | #N/A | #N/A | #N/A | #N/A
| Y2 Max | #N/A | #N/A | #N/A | #N/A | #N/A
| X Collimator Min | #N/A | #N/A | #N/A | #N/A | #N/A
| X Collimator Max | #N/A | #N/A | #N/A | #N/A | #N/A
| Y Collimator Min | #N/A | #N/A | #N/A | #N/A | #N/A
| Y Collimator Max | #N/A | #N/A | #N/A | #N/A | #N/A
| Field Size Min | #N/A | #N/A | #N/A | #N/A | #N/A
| Field Size Max | #N/A | #N/A | #N/A | #N/A | #N/A
| Depth Min | #N/A | #N/A | #N/A | #N/A | #N/A
| Depth Max | #N/A | #N/A | #N/A | #N/A | #N/A
| Parameter | X1 | X1 | X1 | X1 | X1
| Limit | Min | Min | Min | Min | Min
| Parameter index | #N/A | #N/A | #N/A | #N/A | #N/A
| Limit index | #N/A | #N/A | #N/A | #N/A | #N/A
| Parameter | X1 | X1 | X1 | X1 | X1
| Limit | Max | Max | Max | Max | Max
| Parameter index | #N/A | #N/A | #N/A | #N/A | #N/A
| Limit index | #N/A | #N/A | #N/A | #N/A | #N/A
| Parameter | X2 | X2 | X2 | X2 | X2
| Limit | Min | Min | Min | Min | Min
| Parameter index | #N/A | #N/A | #N/A | #N/A | #N/A
| Limit index | #N/A | #N/A | #N/A | #N/A | #N/A
| Parameter | X2 | X2 | X2 | X2 | X2
| Limit | Max | Max | Max | Max | Max
| Parameter index | #N/A | #N/A | #N/A | #N/A | #N/A
| Limit index | #N/A | #N/A | #N/A | #N/A | #N/A
| Parameter | Y1 | Y1 | Y1 | Y1 | Y1
| Limit | Min | Min | Min | Min | Min
| Parameter index | #N/A | #N/A | #N/A | #N/A | #N/A
| Limit index | #N/A | #N/A | #N/A | #N/A | #N/A
| Parameter | Y1 | Y1 | Y1 | Y1 | Y1
| Limit | Max | Max | Max | Max | Max
| Parameter index | #N/A | #N/A | #N/A | #N/A | #N/A
| Limit index | #N/A | #N/A | #N/A | #N/A | #N/A
| Parameter | Y2 | Y2 | Y2 | Y2 | Y2
| Limit | Min | Min | Min | Min | Min
| Parameter index | #N/A | #N/A | #N/A | #N/A | #N/A
| Limit index | #N/A | #N/A | #N/A | #N/A | #N/A
| Parameter | Y2 | Y2 | Y2 | Y2 | Y2
| Limit | Max | Max | Max | Max | Max | X Collimator
| Parameter index | #N/A | #N/A | #N/A | #N/A | #N/A | Y Collimator
| Limit index | #N/A | #N/A | #N/A | #N/A | #N/A
| Parameter | X Collimator | X Collimator | X Collimator | X Collimator | X Collimator
| Limit | Min | Min | Min | Min | Min
| Parameter index | #N/A | #N/A | #N/A | #N/A | #N/A
| Limit index | #N/A | #N/A | #N/A | #N/A | #N/A
| Parameter | X Collimator | X Collimator | X Collimator | X Collimator | X Collimator
| Limit | Max | Max | Max | Max | Max
| Parameter index | #N/A | #N/A | #N/A | #N/A | #N/A
| Limit index | #N/A | #N/A | #N/A | #N/A | #N/A
| Parameter | Y Collimator | Y Collimator | Y Collimator | Y Collimator | Y Collimator
| Limit | Min | Min | Min | Min | Min
| Parameter index | #N/A | #N/A | #N/A | #N/A | #N/A
| Limit index | #N/A | #N/A | #N/A | #N/A | #N/A
| Parameter | Y Collimator | Y Collimator | Y Collimator | Y Collimator | Y Collimator
| Limit | Max | Max | Max | Max | Max
| Parameter index | #N/A | #N/A | #N/A | #N/A | #N/A
| Limit index | #N/A | #N/A | #N/A | #N/A | #N/A
| Parameter | Field Size | Field Size | Field Size | Field Size | Field Size
| Limit | Min | Min | Min | Min | Min
| Parameter index | #N/A | #N/A | #N/A | #N/A | #N/A
| Limit index | #N/A | #N/A | #N/A | #N/A | #N/A
| Parameter | Field Size | Field Size | Field Size | Field Size | Field Size
| Limit | Max | Max | Max | Max | Max
| Parameter index | #N/A | #N/A | #N/A | #N/A | #N/A
| Limit index | #N/A | #N/A | #N/A | #N/A | #N/A
| Parameter | Depth | Depth | Depth | Depth | Depth
| Limit | Min | Min | Min | Min | Min
| Parameter index | #N/A | #N/A | #N/A | #N/A | #N/A
| Limit index | #N/A | #N/A | #N/A | #N/A | #N/A
| Parameter | Depth | Depth | Depth | Depth | Depth
| Limit | Max | Max | Max | Max | Max
| Parameter index | #N/A | #N/A | #N/A | #N/A | #N/A
| Limit index | #N/A | #N/A | #N/A | #N/A | #N/A
Shielding Factors | Unit & Energy | #N/A | #N/A | #N/A | #N/A | #N/A
| Table Offset | 16 | 16 | 16 | 16 | 16
| Range | #N/A | #N/A | #N/A | #N/A | #N/A
| Range height | #N/A | #N/A | #N/A | #N/A | #N/A
| None | #N/A | #N/A | #N/A | #N/A | #N/A
| MLC | #N/A | #N/A | #N/A | #N/A | #N/A
| Poured Block | #N/A | #N/A | #N/A | #N/A | #N/A
| Placed Block | #N/A | #N/A | #N/A | #N/A | #N/A
| Slotted Block | #N/A | #N/A | #N/A | #N/A | #N/A
None
MLC
Poured Block
Placed Block
Slotted Block
Effective SSD | Unit & Energy | #N/A | #N/A | #N/A | #N/A | #N/A
| Table Offset | 12 | 12 | 12 | 12 | 12
| Range | #N/A | #N/A | #N/A | #N/A | #N/A
| Range height | #N/A | #N/A | #N/A | #N/A | #N/A
| Effective SSD | #N/A | #N/A | #N/A | #N/A | #N/A
TPR interpolation | Unit & Energy | #N/A | #N/A | #N/A | #N/A | #N/A
| Table Offset | 24 | 24 | 24 | 24 | 24
| Range | #N/A | #N/A | #N/A | #N/A | #N/A
| Range height | #N/A | #N/A | #N/A | #N/A | #N/A
| Range width | #N/A | #N/A | #N/A | #N/A | #N/A
| Depth | 100 | 100 | 100 | 100 | 100
| Field Size | #DIV/0! | #DIV/0! | #DIV/0! | #DIV/0! | #DIV/0!
| Depth index | #N/A | #N/A | #N/A | #N/A | #N/A
| Field Size index | #DIV/0! | #DIV/0! | #DIV/0! | #DIV/0! | #DIV/0!
| Depth a | #N/A | #N/A | #N/A | #N/A | #N/A
| Depth b | #N/A | #N/A | #N/A | #N/A | #N/A
| Field Size a | #N/A | #N/A | #N/A | #N/A | #N/A
| Field Size b | #N/A | #N/A | #N/A | #N/A | #N/A
| TPR(da,fsa) | #N/A | #N/A | #N/A | #N/A | #N/A
| TPR(db,fsa) | #N/A | #N/A | #N/A | #N/A | #N/A
| TPR(da,fsb) | #N/A | #N/A | #N/A | #N/A | #N/A
| TPR(db,fsb) | #N/A | #N/A | #N/A | #N/A | #N/A
| m | #N/A | #N/A | #N/A | #N/A | #N/A
| n | #N/A | #N/A | #N/A | #N/A | #N/A
| b | #N/A | #N/A | #N/A | #N/A | #N/A
| TPR | #N/A | #N/A | #N/A | #N/A | #N/A
RDF interpolation | Unit & Energy | #N/A | #N/A | #N/A | #N/A | #N/A
| Table Offset | 4 | 4 | 4 | 4 | 4
| Range | #N/A | #N/A | #N/A | #N/A | #N/A
| Range height | #N/A | #N/A | #N/A | #N/A | #N/A
| Range width | #N/A | #N/A | #N/A | #N/A | #N/A
| X | 0 | 0 | 0 | 0 | 0
| Y | 0 | 0 | 0 | 0 | 0
| x index | #N/A | #N/A | #N/A | #N/A | #N/A
| y index | #N/A | #N/A | #N/A | #N/A | #N/A
| Xa | #N/A | #N/A | #N/A | #N/A | #N/A
| Xb | #N/A | #N/A | #N/A | #N/A | #N/A
| Ya | #N/A | #N/A | #N/A | #N/A | #N/A
| Yb | #N/A | #N/A | #N/A | #N/A | #N/A
| RDF(Xa,Ya) | #N/A | #N/A | #N/A | #N/A | #N/A
| RDF(Xb,Ya) | #N/A | #N/A | #N/A | #N/A | #N/A
| RDF(Xa,Yb) | #N/A | #N/A | #N/A | #N/A | #N/A
| RDF(Xb,Yb) | #N/A | #N/A | #N/A | #N/A | #N/A
| m | #N/A | #N/A | #N/A | #N/A | #N/A
| n | #N/A | #N/A | #N/A | #N/A | #N/A
| b | #N/A | #N/A | #N/A | #N/A | #N/A
| RDF | #N/A | #N/A | #N/A | #N/A | #N/A
ROF interpolation | Unit & Energy | #N/A | #N/A | #N/A | #N/A | #N/A
| Table Offset | 8 | 8 | 8 | 8 | 8
| Range | #N/A | #N/A | #N/A | #N/A | #N/A
| Range height | #N/A | #N/A | #N/A | #N/A | #N/A
| Range width | #N/A | #N/A | #N/A | #N/A | #N/A
| X | 0 | 0 | 0 | 0 | 0
| Y | 0 | 0 | 0 | 0 | 0
| x index | #N/A | #N/A | #N/A | #N/A | #N/A
| y index | #N/A | #N/A | #N/A | #N/A | #N/A
| Xa | #N/A | #N/A | #N/A | #N/A | #N/A
| Xb | #N/A | #N/A | #N/A | #N/A | #N/A
| Ya | #N/A | #N/A | #N/A | #N/A | #N/A
| Yb | #N/A | #N/A | #N/A | #N/A | #N/A
| ROF(Xa,Ya) | #N/A | #N/A | #N/A | #N/A | #N/A
| ROF(Xb,Ya) | #N/A | #N/A | #N/A | #N/A | #N/A
| ROF(Xa,Yb) | #N/A | #N/A | #N/A | #N/A | #N/A
| ROF(Xb,Yb) | #N/A | #N/A | #N/A | #N/A | #N/A
| m | #N/A | #N/A | #N/A | #N/A | #N/A
| n | #N/A | #N/A | #N/A | #N/A | #N/A
| b | #N/A | #N/A | #N/A | #N/A | #N/A
| ROF | #N/A | #N/A | #N/A | #N/A | #N/A
PSF interpolation | Unit & Energy | #N/A | #N/A | #N/A | #N/A | #N/A
| Table Offset | 28 | 28 | 28 | 28 | 28
| Range | #N/A | #N/A | #N/A | #N/A | #N/A
| Range height | #N/A | #N/A | #N/A | #N/A | #N/A
| Field Size | #DIV/0! | #DIV/0! | #DIV/0! | #DIV/0! | #DIV/0!
| field size index | #DIV/0! | #DIV/0! | #DIV/0! | #DIV/0! | #DIV/0!
| Field Size a | #N/A | #N/A | #N/A | #N/A | #N/A
| Field Size b | #N/A | #N/A | #N/A | #N/A | #N/A
| PSF(a) | #N/A | #N/A | #N/A | #N/A | #N/A
| PSF(b) | #N/A | #N/A | #N/A | #N/A | #N/A
| m | #N/A | #N/A | #N/A | #N/A | #N/A
| b | #N/A | #N/A | #N/A | #N/A | #N/A
| PSF | #N/A | #N/A | #N/A | #N/A | #N/A
EDW Wedge factor interpolation | Unit & Energy | #N/A | #N/A | #N/A | #N/A | #N/A
| Table Offset | 32 | 32 | 32 | 32 | 32
| Range | #N/A | #N/A | #N/A | #N/A | #N/A
| Range height | #N/A | #N/A | #N/A | #N/A | #N/A
| Range width | #N/A | #N/A | #N/A | #N/A | #N/A
| EDW Angle | 0 | 0 | 0 | 0 | 0
| Fixed Jaw | 0 | 0 | 0 | 0 | 0
| fixed jaw index | #N/A | #N/A | #N/A | #N/A | #N/A
| EDW index | #N/A | #N/A | #N/A | #N/A | #N/A
| Fixed Jaw a | #N/A | #N/A | #N/A | #N/A | #N/A
| Fixed Jaw b | #N/A | #N/A | #N/A | #N/A | #N/A
| WF(a) | #N/A | #N/A | #N/A | #N/A | #N/A
| WF(b) | #N/A | #N/A | #N/A | #N/A | #N/A
| m | #N/A | #N/A | #N/A | #N/A | #N/A
| b | #N/A | #N/A | #N/A | #N/A | #N/A
| WF | #N/A | #N/A | #N/A | #N/A | #N/A
Note on B2: Tan Boxes indicate data obtained from the Data Entry sheet
Note on B3: Light green coloured boxes contain information that has been calculated by the spreadsheet.
Note on B4: Text in Bold Blue indicates data which is sent to Data Entry
Note on B5: Purple Boxes indicate information used for indexing references to the Databook sheets
Note on B6: Light Green Boxes indicate the initial look-up values used to search the databook sheets
Note on B7: Yellow boxes indicate values obtained directly from the databook sheets.
Note on B8: Light Blue boxes indicate values interpolated from the databook sheets
Note on B11: The Parameters sheet is where the appropriate TPR, RDF, Wedge Factor, PSF, & ROF are extracted from the tables. The first section of the sheet extracts all of the relevant information from Data Entry. The later sections use this information to interpolate the appropriate data from the databooks. In addition to the parameters listed above this sheet returns two values relating to field size back to Data Entry and calculates the distance factor foe extended distance situations.
Note on C13: Collimator X1 is obtained from Data entry. it is either the X1 jaw from Data Entry, or if Symmetric X is selected for that field X/2.
Note on C14: Collimator X2 is obtained from Data entry. it is either the X2 jaw from Data Entry, or if Symmetric X is selected for that field X/2.
Note on C15: Collimator Y1 is obtained from Data entry. It is either the X1 jaw from Data Entry, or if Symmetric X is selected for that field X/2.
Note on C16: Collimator Y2 is obtained from Data entry. it is either the Y2 jaw from Data Entry, or if Symmetric X is selected for that field Y/2.
Note on C17: Collimator Width is the sum of the X jaw settings above.
Note on C18: Collimator Length is the sum of the Y jaw settings above.
Note on C19: Collimator Equivalent Square is calculated from the Collimator Width and Length following the equation: (Width x Length x 2)/(Width + Length)
Note on C20: SAD is the source to isocentre distance obtained from Data Entry. It is used to calculate the field size and distance factor when extended distances are used.
Note on C21: Effective SAD is the effective source to isocentre distance for a given energy obtained from Data Entry. It is used to calculate the distance factor.
Note on C22: Field X1 is calculated from Collimator X1 and SAD using the equation: Field X1 = Collimator X1 * SAD/100 Field X1 is rounded to 1 decimal place
Note on C23: Field X2 is calculated from Collimator X2 and SAD using the equation: Field X2 = Collimator X2 * SAD/100 Field X2 is rounded to 1 decimal place
Note on C24: Field Y1 is calculated from Collimator Y1 and SAD using the equation: Field Y1 = Collimator Y1 * SAD/100 Field Y1 is rounded to 1 decimal place
Note on C25: Field Y2 is calculated from Collimator Y2 and SAD using the equation: Field Y2 = Collimator Y2 * SAD/100 Field Y2 is rounded to 1 decimal place.
Note on C26: Collimator Width is the sum of the Field X1 and Field X2 values above.
Note on C27: Collimator Length is the sum of the Field Y1 and Field Y2 values above.
Note on C28: Equivalent Square is calculated from the Field Width and Length following the equation: (Width x Length x 2)/(Width + Length) This value is sent back to Data Entry.
Note on C29: Distance is the distance correction factor used for extended distance calculations. It is calculated using the equation: [Effective SAD/(SAD-100+Effective SAD)]^2 This value is passed back to Data Entry.
Note on C30: Depth is obtained from Data entry.
Note on C31: Energy is obtained from Data entry.
Note on C32: TPR is the appropriate TPR value from the databook as interpolated below.
Note on C33: PSF is the appropriate PSF value from the databook as interpolated below.
Note on C34: RDF is the appropriate RDF value from the databook as interpolated below.
Note on C35: ROF is the appropriate ROF value from the databook as interpolated below.
Note on C36: EDW Wedge is obtained from Data entry.
Note on C37: EDW is EDW wedge with EDW capitalized and all extra spaces removed.
Note on C38: EDW Orientation searches EDW for one of IN or OUT and is equal to the one found. The search is case insensitive.
Note on C39: Fixed Jaw is the value of Collimator Y1 if EDW orientation is OUT and the value of Collimator Y2 if the orientation is IN.
Note on C40: EDW Angle extracts from EDW the value of the next two digits after the phrase 'EDW'.
Note on C41: EDW Wedge Factor is the appropriate Wedge factor value from the databook as interpolated below.
Note on C46: Energy is the Field Energy from the table above.
Note on C48: Range Looks up the Field Energy in Table References to obtain the range of cells containing the TPR data for this energy.
Note on C49: Range height counts the number of rows in the table referred to by Range.
Note on C50: Range width counts the number of columns in the table referred to by Range.
Note on C67: Parameter is the Parameter Value from the first part of the Lable
Note on C68: Limit is Max or Min, the last 3 letters of the lable
Note on C69: Parameter index calculates an index to the row in the table referred to by Range which is associated with the Parameter. The index is obtained by searching the first column of the table referred to by Range.
Note on C70: Limit ndex calculates an index to the column in the table referred to by Range which is associated with theLimit value from the lable. The index is obtained by searching the first row of the table referred to by Range.
Note on A134: Data Limits looks up data limts from the databooks
Note on C134: Energy is the Field Energy from the table above.
Note on C136: Range Looks up the Field Energy in Table References to obtain the range of cells containing the TPR data for this energy.
Note on C137: Range height counts the number of rows in the table referred to by Range.
Note on A149: Effective SSD looks up the effective SSD from the databooks
Note on C149: Energy is the Field Energy from the table above.
Note on C151: Range Looks up the Field Energy in Table References to obtain the range of cells containing the TPR data for this energy.
Note on C152: Range height counts the number of rows in the table referred to by Range.
Note on A155: TPR Interpolation Uses Equivalent Square Field Size and depth to look up TPR values from the databooks and calculate an interpolated value. All of the other parameters are calculated by the exact same technique. PSF and EDW Wedge factor are only 1D tables and so do not require the calculation of n.
Note on C155: Energy is the Field Energy from the table above.
Note on C157: Range Looks up the Field Energy in Table References to obtain the range of cells containing the TPR data for this energy.
Note on C158: Range height counts the number of rows in the table referred to by Range.
Note on C159: Range width counts the number of columns in the table referred to by Range.
Note on C160: Depth is the Depth for the field obtained from the table above.
Note on C161: Field Size is the Equivalent Square Field Size for the field obtained from the table above.
Note on C162: Depth index calculates an index to the row in the table referred to by Range which is associated with the largest Depth value that is less than or equal to the Field Depth. The index is obtained by searching the first column of the table referred to by Range.
Note on C163: Field Size index calculates an index to the column in the table referred to by Range which is associated with the largest Equivalent Square Field Size value that is less than or equal to the Field Size above. The index is obtained by searching the first row of the table referred to by Range.
Note on C164: Depth a is the depth value pointed to by Depth Index. It will be less than or equal to the value of Depth above.
Note on C165: Depth b is the depth value in the row 1 higher than that pointed to by Depth Index. It will be greater than the value of Depth above.
Note on C166: Field Size a is the field size value pointed to by Field Size Index. It will be less than or equal to the value of Field Size above.
Note on C167: Field Size b is the field size value in the column 1 higher than that pointed to by Field Size Index. It will be greater than the value of Depth above.
Note on C168: TPR(da,fsa) is the TPR value in the table referred to by Range, which is referenced by Depth Index and Field Size index. i.e. TPR(Depth a,Field Size a).
Note on C169: TPR(db,fsa) is the TPR value in the table referred to by Range, which is referenced by Depth Index +1 and Field Size index. i.e. TPR(Depth b,Field Size a).
Note on C170: TPR(da,fsb) is the TPR value in the table referred to by Range, which is referenced by Depth Index and Field Size index+1. i.e. TPR(Depth a,Field Size b).
Note on C171: TPR(db,fsb) is the TPR value in the table referred to by Range, which is referenced by Depth Index+1 and Field Size index+1. i.e. TPR(Depth b,Field Size b).
Note on C172: m is the average slope in the TPR along the Depth axis calculated by: average[ (TPR(db,fsa)-TPR(da,fsa)/(Depth b-Depth a), (TPR(db,fsb)-TPR(da,fsb)/(Depth b-Depth a) ]
Note on C173: n is the average slope in the TPR along the Field Size axis calculated by: average[ (TPR(da,fsb)-TPR(da,fsa)/(Field Size b-Field Size a), (TPR(db,fsb)-TPR(db,fsa)/(Field Size b-Field Size a) ]
Note on C174: b is the 2D intercept in the TPR calculated by: b = TPR(da,fsa) - m * Depth a + n * Field Size a
Note on C175: TPR is the interpolated TPR calculated by TPR = m*Field Depth + n*Field Size +b
Note on A177: RDF Interpolation Uses Collimator Width and Collimator Length to look up RDF values from the databooks and calculate an interpolated value.
Note on A199: ROF Interpolation Uses Collimator Width and Collimator Length to look up ROF values from the databooks and calculate an interpolated value. ROF is used with extended distance calculations
Note on A221: PSF Interpolation Uses Energy and Equivalent Square Field Size to look up PSF values from the databooks and calculate an interpolated value. PSF is used with extended distance calculations.
Note on A235: EDW Wedge Factor Interpolation Uses Energy, Wedge Angle and Fixed Jaw size to look up EDW Wedge Factor values from the databooks and calculate an interpolated value. The Wedge Angle provides a column index to the table but is not interpolated.
Note on C240: EDW Angle is the EDW Wedge angle from the table above.
Note on C243: EDW index finds an index to the column in the table referred to by Range which is associated with the EDW Angle above. The index is obtained by searching the first row of the table referred to by Range and looks for an exact match to the value in EDW Angle.

## Table References
Energy
Parameter |  | Value | CL6 6MV | 6MV | 10 MV | 15MV
| RDF | Top Corner | '[MU calc RT v1.0.xlsx]CL6 6MV'!$A$87 | '[MU calc RT v1.0.xlsx]6MV'!$A$87 | '[MU calc RT v1.0.xlsx]10MV'!$A$87 | '[MU calc RT v1.0.xlsx]15MV'!$A$87
|  | Bottom Corner | '[MU calc RT v1.0.xlsx]CL6 6MV'!$AM$125 | '[MU calc RT v1.0.xlsx]6MV'!$AM$125 | '[MU calc RT v1.0.xlsx]10MV'!$AM$125 | '[MU calc RT v1.0.xlsx]15MV'!$AM$125
|  | Sheet name | CL6 6MV'! | 6MV'! | 10MV'! | 15MV'!
|  | Range | 'CL6 6MV'!$A$87:$AM$125 | '6MV'!$A$87:$AM$125 | '10MV'!$A$87:$AM$125 | '15MV'!$A$87:$AM$125
| ROF | Top Corner | '[MU calc RT v1.0.xlsx]CL6 6MV'!$A$298 | '[MU calc RT v1.0.xlsx]6MV'!$A$298 | '[MU calc RT v1.0.xlsx]10MV'!$A$298 | '[MU calc RT v1.0.xlsx]15MV'!$A$298
|  | Bottom Corner | '[MU calc RT v1.0.xlsx]CL6 6MV'!$AM$336 | '[MU calc RT v1.0.xlsx]6MV'!$AM$336 | '[MU calc RT v1.0.xlsx]10MV'!$AM$336 | '[MU calc RT v1.0.xlsx]15MV'!$AM$336
|  | Sheet name | CL6 6MV'! | 6MV'! | 10MV'! | 15MV'!
|  | Range | 'CL6 6MV'!$A$298:$AM$336 | '6MV'!$A$298:$AM$336 | '10MV'!$A$298:$AM$336 | '15MV'!$A$298:$AM$336
| Effective SSD | Top Corner | '[MU calc RT v1.0.xlsx]CL6 6MV'!$A$16 | '[MU calc RT v1.0.xlsx]6MV'!$A$16 | '[MU calc RT v1.0.xlsx]10MV'!$A$16 | '[MU calc RT v1.0.xlsx]15MV'!$A$16
|  | Bottom Corner | '[MU calc RT v1.0.xlsx]CL6 6MV'!$B$16 | '[MU calc RT v1.0.xlsx]6MV'!$B$16 | '[MU calc RT v1.0.xlsx]10MV'!$B$16 | '[MU calc RT v1.0.xlsx]15MV'!$B$16
|  | Sheet name | CL6 6MV'! | 6MV'! | 10MV'! | 15MV'!
|  | Range | 'CL6 6MV'!$A$16:$B$16 | '6MV'!$A$16:$B$16 | '10MV'!$A$16:$B$16 | '15MV'!$A$16:$B$16
| Shielding Factors | Top Corner | '[MU calc RT v1.0.xlsx]CL6 6MV'!$A$20 | '[MU calc RT v1.0.xlsx]6MV'!$A$20 | '[MU calc RT v1.0.xlsx]10MV'!$A$20 | '[MU calc RT v1.0.xlsx]15MV'!$A$20
|  | Bottom Corner | '[MU calc RT v1.0.xlsx]CL6 6MV'!$B$25 | '[MU calc RT v1.0.xlsx]6MV'!$B$25 | '[MU calc RT v1.0.xlsx]10MV'!$B$25 | '[MU calc RT v1.0.xlsx]15MV'!$B$25
|  | Sheet name | CL6 6MV'! | 6MV'! | 10MV'! | 15MV'!
|  | Range | 'CL6 6MV'!$A$20:$B$25 | '6MV'!$A$20:$B$25 | '10MV'!$A$20:$B$25 | '15MV'!$A$20:$B$25
| Limits | Top Corner | '[MU calc RT v1.0.xlsx]CL6 6MV'!$A$4 | '[MU calc RT v1.0.xlsx]6MV'!$A$4 | '[MU calc RT v1.0.xlsx]10MV'!$A$4 | '[MU calc RT v1.0.xlsx]15MV'!$A$4
|  | Bottom Corner | '[MU calc RT v1.0.xlsx]CL6 6MV'!$C$12 | '[MU calc RT v1.0.xlsx]6MV'!$C$12 | '[MU calc RT v1.0.xlsx]10MV'!$C$12 | '[MU calc RT v1.0.xlsx]15MV'!$C$12
|  | Sheet name | CL6 6MV'! | 6MV'! | 10MV'! | 15MV'!
|  | Range | 'CL6 6MV'!$A$4:$C$12 | '6MV'!$A$4:$C$12 | '10MV'!$A$4:$C$12 | '15MV'!$A$4:$C$12
| TPR | Top Corner | '[MU calc RT v1.0.xlsx]CL6 6MV'!$A$30 | '[MU calc RT v1.0.xlsx]6MV'!$A$30 | '[MU calc RT v1.0.xlsx]10MV'!$A$30 | '[MU calc RT v1.0.xlsx]15MV'!$A$30
|  | Bottom Corner | '[MU calc RT v1.0.xlsx]CL6 6MV'!$BG$82 | '[MU calc RT v1.0.xlsx]6MV'!$BG$82 | '[MU calc RT v1.0.xlsx]10MV'!$BG$82 | '[MU calc RT v1.0.xlsx]15MV'!$BG$82
|  | Sheet name | CL6 6MV'! | 6MV'! | 10MV'! | 15MV'!
|  | Range | 'CL6 6MV'!$A$30:$BG$82 | '6MV'!$A$30:$BG$82 | '10MV'!$A$30:$BG$82 | '15MV'!$A$30:$BG$82
| PSF | Top Corner | '[MU calc RT v1.0.xlsx]CL6 6MV'!$A$236 | '[MU calc RT v1.0.xlsx]6MV'!$A$236 | '[MU calc RT v1.0.xlsx]10MV'!$A$236 | '[MU calc RT v1.0.xlsx]15MV'!$A$236
|  | Bottom Corner | '[MU calc RT v1.0.xlsx]CL6 6MV'!$B$293 | '[MU calc RT v1.0.xlsx]6MV'!$B$293 | '[MU calc RT v1.0.xlsx]10MV'!$B$293 | '[MU calc RT v1.0.xlsx]15MV'!$B$293
|  | Sheet name | CL6 6MV'! | 6MV'! | 10MV'! | 15MV'!
|  | Range | 'CL6 6MV'!$A$236:$B$293 | '6MV'!$A$236:$B$293 | '10MV'!$A$236:$B$293 | '15MV'!$A$236:$B$293
| EDW WF | Top Corner | '[MU calc RT v1.0.xlsx]CL6 6MV'!$A$130 | '[MU calc RT v1.0.xlsx]6MV'!$A$130 | '[MU calc RT v1.0.xlsx]10MV'!$A$130 | '[MU calc RT v1.0.xlsx]15MV'!$A$130
|  | Bottom Corner | '[MU calc RT v1.0.xlsx]CL6 6MV'!$H$232 | '[MU calc RT v1.0.xlsx]6MV'!$H$232 | '[MU calc RT v1.0.xlsx]10MV'!$H$232 | '[MU calc RT v1.0.xlsx]15MV'!$H$232
|  | Sheet name | CL6 6MV'! | 6MV'! | 10MV'! | 15MV'!
|  | Range | 'CL6 6MV'!$A$130:$H$232 | '6MV'!$A$130:$H$232 | '10MV'!$A$130:$H$232 | '15MV'!$A$130:$H$232
Parameter Table Offset
|  |  | EDW WF | 32
|  |  | Effective SSD | 12
|  |  | Limits | 20
|  |  | PSF | 28
|  |  | RDF | 4
|  |  | ROF | 8
|  |  | Shielding Factors | 16
|  |  | TPR | 24
Check Sum
| Actual |  | CL6 6MV | 6MV | 10 MV | 15MV
|  | Limits | 237 | 237 | 56 | 237
|  | Effective SAD | 98 | 100 | 100 | 100
|  | Shielding Factors | 4.9 | 4.9 | 2 | 4.94
|  | RDF | 3194.5586 | 3212.4353 |  | 3208.6369
|  | ROF | 3172.1148 | 3186.2111 |  | 3174.0258
|  | TPR | 4805.3246 | 4805.3246 |  | 5011.6308
|  | PSF | 1881.5434 | 1881.5434 |  | 1882.1456
|  | EDW WF | 1121.5805 | 1122.6173 |  | 1142.7514
|  |  | Total | 43984.1839
| Reference |  | CL6 6MV | 6MV | 10 MV | 15MV
|  | Limits | 237 | 237 | 56 | 237
|  | Effective SAD | 98 | 100 | 100 | 100
|  | Shielding Factors | 4.9 | 4.9 | 2 | 4.94
|  | RDF | 3194.5586 | 3212.4353 |  | 3208.6369
|  | ROF | 3172.1148 | 3186.2111 |  | 3174.0258
|  | TPR | 4805.3246 | 4805.3246 |  | 5011.6308
|  | PSF | 1881.5434 | 1881.5434 |  | 1882.1456
|  | EDW WF | 1121.5805 | 1122.6173 |  | 1142.7514
|  |  | Reference | 43984.1839
|  |  | OK | TRUE
Note on B1: The Table References table contains a cell reference list for each parameter table in the databooks. Each column is associated with a particular energy. Each group of rows is associated with a particular parameter type. To add a new machine & energy insert a column at an appropriate point. Columns added to the end of the table may not be referenced correctly. The energy names in the first row of the table must match exactly with the energy names from the drop down list in Data Selection.
Note on D3: Top Corner references the name of the upper left hand cell in the table.
Note on D4: Bottom Corner references the name of the bottom right hand cell in the table.
Note on D5: Sheet name is the name of the worksheet referred to by the Top Corner cell address.
Note on D36: Parameter Table Offset: Provides the vertical offset to the range for each parameter in the table above. The parameter names are in alphabetical order due to searching requirements.
Note on E37: The ROWS function is used to count the number of rows from the top of the table to the Range row for each parameter. This is done so that a parameter can be inserted without getting the index messed up
Note on E38: The ROWS function is used to count the number of rows from the top of the table to the Range row for each parameter. This is done so that a parameter can be inserted without getting the index messed up
Note on B48: Check Sum adds up all of the values in each databook table and compares this number to a reference value. The purpose of this is to ensure that no values in the databook tables have been accidentally modified
Note on B49: The Actual values are re-calculated each time the spreadsheet is opened.
Note on D53: The sum of all values in the CL6 6MV RDF table
Note on E59: The total of all the summed values above.
Note on B61: The Reference values are calculated the first time the data is entered and saved as a number.
Note on D65: The reference value for the sum of all values in the CL6 6MV RDF table.
Note on E72: The reference total of all the summed values above.
Note on E74: Check sum OK compares the total summed value to the reference value. If it matches its value is TRUE; if there is a difference its value is FALSE. This value is checked by Print Form, and a Message DATA ERROR is displayed if it is FALSE

## CL6 6MV
CL6 6MV |  |  |  |  | RDF | EDW Wedge Factors |  |  |  | Peak Scatter Factors |  |  |  |  | ROF
Limits
| Min | Max
X1 | -2 | 20
X2 | -2 | 20
Y1 | -10 | 20
Y2 | -10 | 20
X Collimator | 4 | 40
Y Collimator | 4 | 40
Field Size | 4 | 59
Depth | 0 | 30
Effective SAD
Effective SAD | 98
Shielding Factors
Factor
None | 1
MLC | 1
Poured Block | 0.95
Placed Block | 0.97
Slotted Block | 0.98
TPR
Field Size
Depth (cm) | 4 | 5 | 6 | 7 | 8 | 9 | 10 | 11 | 12 | 13 | 14 | 15 | 16 | 17 | 18 | 19 | 20 | 21 | 22 | 23 | 24 | 25 | 26 | 27 | 28 | 29 | 30 | 31 | 32 | 33 | 34 | 35 | 36 | 37 | 38 | 39 | 40 | 41 | 42 | 43 | 44 | 45 | 46 | 47 | 48 | 49 | 50 | 51 | 52 | 53 | 54 | 55 | 56 | 57 | 58 | 59 | 60 | 60.001
0 | 0.080695 | 0.093746 | 0.1066 | 0.11926 | 0.13173 | 0.144 | 0.15607 | 0.16795 | 0.17964 | 0.19113 | 0.20242 | 0.21352 | 0.22443 | 0.23514 | 0.24565 | 0.25597 | 0.2661 | 0.27603 | 0.28576 | 0.2953 | 0.30465 | 0.3138 | 0.32275 | 0.33151 | 0.34008 | 0.34845 | 0.35662 | 0.3646 | 0.37239 | 0.37998 | 0.38737 | 0.39457 | 0.40158 | 0.40839 | 0.415 | 0.42142 | 0.42764 | 0.43364 | 0.43947 | 0.4451 | 0.45054 | 0.45579 | 0.46083 | 0.46569 | 0.47035 | 0.47481 | 0.47908 | 0.48315 | 0.48703 | 0.49071 | 0.49419 | 0.49748 | 0.50058 | 0.50348 | 0.50619 | 0.5087 | 0.51101 | 0.51101
0.5 | 0.79699 | 0.80284 | 0.80855 | 0.81413 | 0.81958 | 0.8249 | 0.83008 | 0.83513 | 0.84005 | 0.84483 | 0.84949 | 0.85401 | 0.85839 | 0.86265 | 0.86677 | 0.87076 | 0.87462 | 0.87835 | 0.88194 | 0.8854 | 0.88873 | 0.89192 | 0.89499 | 0.89792 | 0.90071 | 0.90338 | 0.90591 | 0.90831 | 0.91058 | 0.91272 | 0.91472 | 0.91659 | 0.91833 | 0.91993 | 0.92141 | 0.92275 | 0.92395 | 0.92674 | 0.92792 | 0.92898 | 0.92992 | 0.93074 | 0.93143 | 0.93201 | 0.93246 | 0.9328 | 0.93301 | 0.9331 | 0.93307 | 0.93291 | 0.93264 | 0.93224 | 0.93173 | 0.93109 | 0.93033 | 0.92945 | 0.92844 | 0.92844
1 | 0.96201 | 0.96363 | 0.96521 | 0.96675 | 0.96825 | 0.96972 | 0.97114 | 0.97252 | 0.97387 | 0.97517 | 0.97644 | 0.97767 | 0.97886 | 0.98 | 0.98111 | 0.98218 | 0.98321 | 0.9842 | 0.98516 | 0.98607 | 0.98694 | 0.98777 | 0.98857 | 0.98932 | 0.99004 | 0.99072 | 0.99135 | 0.99195 | 0.99251 | 0.99303 | 0.99351 | 0.99395 | 0.99435 | 0.99471 | 0.99503 | 0.99532 | 0.99556 | 0.99652 | 0.99679 | 0.99702 | 0.99722 | 0.99739 | 0.99752 | 0.99762 | 0.99768 | 0.99771 | 0.9977 | 0.99767 | 0.99759 | 0.99748 | 0.99734 | 0.99716 | 0.99695 | 0.9967 | 0.99642 | 0.99611 | 0.99576 | 0.99576
1.5 | 1.0007 | 1.001 | 1.0013 | 1.0016 | 1.0018 | 1.0021 | 1.0023 | 1.0026 | 1.0028 | 1.003 | 1.0032 | 1.0034 | 1.0035 | 1.0037 | 1.0038 | 1.004 | 1.0041 | 1.0042 | 1.0043 | 1.0044 | 1.0045 | 1.0046 | 1.0047 | 1.0047 | 1.0048 | 1.0048 | 1.0048 | 1.0048 | 1.0048 | 1.0048 | 1.0048 | 1.0047 | 1.0047 | 1.0046 | 1.0046 | 1.005 | 1.005 | 1.005 | 1.005 | 1.005 | 1.005 | 1.0049 | 1.0049 | 1.0049 | 1.0048 | 1.0048 | 1.0047 | 1.0046 | 1.0046 | 1.0045 | 1.0044 | 1.0043 | 1.0042 | 1.0041 | 1.004 | 1.0039 | 1.0038 | 1.0038
2 | bar: Field Size 4 to Field Size 60.001
2.5 | 0.98281 | 0.9831 | 0.98357 | 0.98406 | 0.98452 | 0.98494 | 0.98531 | 0.98563 | 0.98592 | 0.98618 | 0.9864 | 0.98661 | 0.98679 | 0.98696 | 0.98711 | 0.98724 | 0.98736 | 0.98747 | 0.98756 | 0.98765 | 0.98773 | 0.98781 | 0.98788 | 0.98795 | 0.98803 | 0.9881 | 0.98818 | 0.98826 | 0.98835 | 0.98844 | 0.98854 | 0.98866 | 0.98878 | 0.98891 | 0.98906 | 0.98922 | 0.9894 | 0.99064 | 0.99087 | 0.9911 | 0.99134 | 0.99158 | 0.99183 | 0.99208 | 0.99234 | 0.9926 | 0.99286 | 0.99313 | 0.9934 | 0.99367 | 0.99395 | 0.99423 | 0.99451 | 0.9948 | 0.99509 | 0.99539 | 0.99568 | 0.99568
3 | 0.96561 | 0.96908 | 0.97107 | 0.97235 | 0.97327 | 0.97399 | 0.9746 | 0.97515 | 0.97565 | 0.97613 | 0.97658 | 0.97702 | 0.97744 | 0.97785 | 0.97824 | 0.97861 | 0.97895 | 0.97928 | 0.97958 | 0.97987 | 0.98013 | 0.98038 | 0.98062 | 0.98084 | 0.98105 | 0.98125 | 0.98144 | 0.98163 | 0.98181 | 0.98199 | 0.98217 | 0.98236 | 0.98254 | 0.98273 | 0.98293 | 0.98313 | 0.98335 | 0.98469 | 0.98497 | 0.98524 | 0.98552 | 0.98579 | 0.98605 | 0.98632 | 0.98658 | 0.98684 | 0.98709 | 0.98735 | 0.9876 | 0.98784 | 0.98809 | 0.98833 | 0.98857 | 0.98881 | 0.98904 | 0.98927 | 0.9895 | 0.9895
3.5 | 0.95015 | 0.95344 | 0.95591 | 0.95787 | 0.95947 | 0.96082 | 0.96199 | 0.96301 | 0.96393 | 0.96477 | 0.96553 | 0.96622 | 0.96687 | 0.96747 | 0.96802 | 0.96854 | 0.96901 | 0.96945 | 0.96986 | 0.97023 | 0.97059 | 0.97092 | 0.97124 | 0.97155 | 0.97184 | 0.97213 | 0.97241 | 0.9727 | 0.97299 | 0.97328 | 0.97358 | 0.97389 | 0.97421 | 0.97455 | 0.97491 | 0.97528 | 0.97569 | 0.97666 | 0.977 | 0.97734 | 0.97768 | 0.97801 | 0.97835 | 0.97868 | 0.979 | 0.97933 | 0.97965 | 0.97997 | 0.98029 | 0.98061 | 0.98092 | 0.98123 | 0.98155 | 0.98186 | 0.98216 | 0.98247 | 0.98277 | 0.98277
4 | 0.93283 | 0.93824 | 0.94184 | 0.94449 | 0.9466 | 0.94836 | 0.94989 | 0.95126 | 0.9525 | 0.95364 | 0.9547 | 0.95568 | 0.9566 | 0.95746 | 0.95826 | 0.959 | 0.95969 | 0.96032 | 0.9609 | 0.96143 | 0.96192 | 0.96237 | 0.96278 | 0.96316 | 0.96352 | 0.96385 | 0.96416 | 0.96446 | 0.96474 | 0.96501 | 0.96527 | 0.96553 | 0.96579 | 0.96605 | 0.96631 | 0.96659 | 0.96687 | 0.96854 | 0.96891 | 0.96927 | 0.96963 | 0.96998 | 0.97033 | 0.97067 | 0.97101 | 0.97135 | 0.97168 | 0.97201 | 0.97234 | 0.97266 | 0.97298 | 0.97329 | 0.97361 | 0.97391 | 0.97422 | 0.97452 | 0.97482 | 0.97482
4.5 | 0.9151 | 0.92249 | 0.92727 | 0.93069 | 0.93333 | 0.93549 | 0.93734 | 0.93898 | 0.94046 | 0.94182 | 0.94307 | 0.94425 | 0.94535 | 0.94638 | 0.94735 | 0.94826 | 0.9491 | 0.94989 | 0.95062 | 0.9513 | 0.95193 | 0.95252 | 0.95307 | 0.95359 | 0.95407 | 0.95453 | 0.95496 | 0.95537 | 0.95577 | 0.95615 | 0.95652 | 0.95688 | 0.95724 | 0.9576 | 0.95796 | 0.95832 | 0.9587 | 0.96016 | 0.96057 | 0.96096 | 0.96134 | 0.96172 | 0.96208 | 0.96244 | 0.96279 | 0.96312 | 0.96345 | 0.96377 | 0.96408 | 0.96439 | 0.96469 | 0.96497 | 0.96526 | 0.96553 | 0.9658 | 0.96605 | 0.96631 | 0.96631
5 | 0.89768 | 0.90532 | 0.9107 | 0.91479 | 0.91811 | 0.92089 | 0.92331 | 0.92546 | 0.92739 | 0.92915 | 0.93077 | 0.93227 | 0.93366 | 0.93495 | 0.93615 | 0.93727 | 0.93831 | 0.93927 | 0.94017 | 0.94099 | 0.94177 | 0.94249 | 0.94316 | 0.94379 | 0.94438 | 0.94494 | 0.94547 | 0.94598 | 0.94646 | 0.94693 | 0.94738 | 0.94782 | 0.94826 | 0.94869 | 0.94913 | 0.94956 | 0.95001 | 0.95126 | 0.95169 | 0.9521 | 0.95249 | 0.95288 | 0.95325 | 0.95361 | 0.95396 | 0.9543 | 0.95463 | 0.95494 | 0.95525 | 0.95555 | 0.95584 | 0.95612 | 0.95639 | 0.95665 | 0.9569 | 0.95715 | 0.95739 | 0.95739
5.5 | 0.88001 | 0.88867 | 0.89487 | 0.89964 | 0.90352 | 0.90679 | 0.90963 | 0.91214 | 0.91439 | 0.91645 | 0.91832 | 0.92006 | 0.92166 | 0.92315 | 0.92453 | 0.92582 | 0.92702 | 0.92812 | 0.92915 | 0.93011 | 0.93101 | 0.93184 | 0.93262 | 0.93335 | 0.93404 | 0.93469 | 0.93531 | 0.93589 | 0.93645 | 0.93699 | 0.9375 | 0.938 | 0.93849 | 0.93897 | 0.93945 | 0.93992 | 0.9404 | 0.94171 | 0.94217 | 0.94261 | 0.94303 | 0.94344 | 0.94384 | 0.94422 | 0.94459 | 0.94495 | 0.94529 | 0.94562 | 0.94594 | 0.94625 | 0.94655 | 0.94684 | 0.94712 | 0.94738 | 0.94764 | 0.94789 | 0.94813 | 0.94813
6 | 0.86211 | 0.87188 | 0.87871 | 0.88394 | 0.8882 | 0.89182 | 0.89499 | 0.89784 | 0.90042 | 0.9028 | 0.90499 | 0.90703 | 0.90894 | 0.91071 | 0.91237 | 0.91393 | 0.91537 | 0.91672 | 0.91798 | 0.91915 | 0.92023 | 0.92125 | 0.9222 | 0.92308 | 0.9239 | 0.92467 | 0.92539 | 0.92607 | 0.92669 | 0.92729 | 0.92784 | 0.92837 | 0.92886 | 0.92934 | 0.92979 | 0.93022 | 0.93064 | 0.93231 | 0.93279 | 0.93325 | 0.93369 | 0.93411 | 0.93451 | 0.93489 | 0.93525 | 0.9356 | 0.93592 | 0.93624 | 0.93653 | 0.93681 | 0.93708 | 0.93733 | 0.93757 | 0.9378 | 0.93801 | 0.93821 | 0.93839 | 0.93839
6.5 | 0.8444 | 0.85474 | 0.86233 | 0.8683 | 0.87324 | 0.87746 | 0.88115 | 0.88444 | 0.88741 | 0.89012 | 0.8926 | 0.89488 | 0.897 | 0.89897 | 0.90079 | 0.90249 | 0.90407 | 0.90554 | 0.9069 | 0.90817 | 0.90936 | 0.91046 | 0.9115 | 0.91246 | 0.91336 | 0.9142 | 0.91499 | 0.91573 | 0.91642 | 0.91708 | 0.91769 | 0.91827 | 0.91882 | 0.91934 | 0.91984 | 0.92032 | 0.92078 | 0.92236 | 0.92286 | 0.92333 | 0.92379 | 0.92422 | 0.92464 | 0.92503 | 0.92541 | 0.92577 | 0.92611 | 0.92643 | 0.92674 | 0.92703 | 0.92731 | 0.92758 | 0.92783 | 0.92807 | 0.92829 | 0.9285 | 0.9287 | 0.9287
7 | 0.82737 | 0.83746 | 0.84562 | 0.85237 | 0.85808 | 0.86298 | 0.86725 | 0.87101 | 0.87435 | 0.87735 | 0.88006 | 0.88253 | 0.88479 | 0.88686 | 0.88877 | 0.89054 | 0.89218 | 0.8937 | 0.89512 | 0.89646 | 0.8977 | 0.89888 | 0.89999 | 0.90104 | 0.90204 | 0.903 | 0.90391 | 0.90478 | 0.90563 | 0.90644 | 0.90722 | 0.90799 | 0.90873 | 0.90946 | 0.91018 | 0.91088 | 0.91158 | 0.91223 | 0.91276 | 0.91326 | 0.91375 | 0.91421 | 0.91465 | 0.91507 | 0.91547 | 0.91585 | 0.91621 | 0.91656 | 0.91689 | 0.91721 | 0.91751 | 0.91779 | 0.91807 | 0.91833 | 0.91857 | 0.91881 | 0.91903 | 0.91903
7.5 | 0.80928 | 0.81983 | 0.82851 | 0.83581 | 0.84204 | 0.84744 | 0.85218 | 0.85637 | 0.86012 | 0.8635 | 0.86656 | 0.86935 | 0.87191 | 0.87426 | 0.87643 | 0.87844 | 0.8803 | 0.88203 | 0.88365 | 0.88516 | 0.88658 | 0.88791 | 0.88916 | 0.89035 | 0.89147 | 0.89253 | 0.89354 | 0.8945 | 0.89542 | 0.89629 | 0.89713 | 0.89794 | 0.89872 | 0.89947 | 0.9002 | 0.9009 | 0.90159 | 0.90232 | 0.90287 | 0.90338 | 0.90387 | 0.90434 | 0.90478 | 0.90519 | 0.90559 | 0.90596 | 0.90631 | 0.90665 | 0.90696 | 0.90726 | 0.90754 | 0.90781 | 0.90805 | 0.90829 | 0.90851 | 0.90871 | 0.9089 | 0.9089
8 | 0.7916 | 0.80324 | 0.81244 | 0.82003 | 0.82647 | 0.83207 | 0.83701 | 0.84141 | 0.84539 | 0.849 | 0.8523 | 0.85534 | 0.85814 | 0.86074 | 0.86316 | 0.86541 | 0.86751 | 0.86948 | 0.87132 | 0.87305 | 0.87467 | 0.8762 | 0.87764 | 0.87899 | 0.88027 | 0.88148 | 0.88262 | 0.8837 | 0.88472 | 0.88568 | 0.8866 | 0.88746 | 0.88828 | 0.88906 | 0.88979 | 0.89049 | 0.89115 | 0.89219 | 0.89278 | 0.89333 | 0.89385 | 0.89434 | 0.8948 | 0.89523 | 0.89563 | 0.896 | 0.89635 | 0.89667 | 0.89697 | 0.89725 | 0.89751 | 0.89774 | 0.89795 | 0.89814 | 0.89832 | 0.89847 | 0.89861 | 0.89861
8.5 | 0.77529 | 0.78681 | 0.79618 | 0.80408 | 0.81091 | 0.81693 | 0.82229 | 0.82711 | 0.83149 | 0.83548 | 0.83913 | 0.8425 | 0.84561 | 0.84848 | 0.85115 | 0.85363 | 0.85593 | 0.85808 | 0.86008 | 0.86195 | 0.86369 | 0.86532 | 0.86684 | 0.86825 | 0.86957 | 0.87081 | 0.87196 | 0.87303 | 0.87402 | 0.87495 | 0.8758 | 0.8766 | 0.87733 | 0.878 | 0.87862 | 0.87919 | 0.8797 | 0.88149 | 0.88209 | 0.88266 | 0.8832 | 0.8837 | 0.88418 | 0.88462 | 0.88505 | 0.88544 | 0.88581 | 0.88616 | 0.88649 | 0.88679 | 0.88707 | 0.88734 | 0.88758 | 0.88781 | 0.88802 | 0.88821 | 0.88839 | 0.88839
9 | 0.75813 | 0.77014 | 0.78004 | 0.78843 | 0.7957 | 0.80209 | 0.80778 | 0.81289 | 0.8175 | 0.82171 | 0.82555 | 0.82908 | 0.83234 | 0.83535 | 0.83815 | 0.84074 | 0.84316 | 0.84541 | 0.84752 | 0.84949 | 0.85133 | 0.85305 | 0.85467 | 0.85618 | 0.8576 | 0.85893 | 0.86017 | 0.86134 | 0.86243 | 0.86345 | 0.8644 | 0.86529 | 0.86611 | 0.86688 | 0.86759 | 0.86824 | 0.86884 | 0.87057 | 0.87122 | 0.87184 | 0.87243 | 0.87298 | 0.87351 | 0.874 | 0.87447 | 0.87491 | 0.87532 | 0.87571 | 0.87608 | 0.87642 | 0.87675 | 0.87705 | 0.87733 | 0.87759 | 0.87784 | 0.87807 | 0.87828 | 0.87828
9.5 | 0.74185 | 0.75381 | 0.76404 | 0.77285 | 0.78053 | 0.78728 | 0.79327 | 0.79863 | 0.80345 | 0.80783 | 0.81181 | 0.81547 | 0.81882 | 0.82193 | 0.8248 | 0.82747 | 0.82996 | 0.83229 | 0.83448 | 0.83653 | 0.83845 | 0.84027 | 0.84199 | 0.84361 | 0.84514 | 0.84659 | 0.84797 | 0.84927 | 0.85051 | 0.85169 | 0.8528 | 0.85386 | 0.85487 | 0.85582 | 0.85673 | 0.85759 | 0.8584 | 0.85958 | 0.8603 | 0.86098 | 0.86163 | 0.86224 | 0.86282 | 0.86337 | 0.86389 | 0.86438 | 0.86484 | 0.86528 | 0.86569 | 0.86608 | 0.86645 | 0.86679 | 0.86712 | 0.86742 | 0.8677 | 0.86796 | 0.86821 | 0.86821
10 | 0.72449 | 0.73726 | 0.74818 | 0.75762 | 0.76585 | 0.7731 | 0.77954 | 0.7853 | 0.79048 | 0.79517 | 0.79944 | 0.80333 | 0.8069 | 0.81019 | 0.81322 | 0.81602 | 0.81862 | 0.82104 | 0.82328 | 0.82537 | 0.82733 | 0.82915 | 0.83086 | 0.83246 | 0.83395 | 0.83535 | 0.83666 | 0.83789 | 0.83903 | 0.84011 | 0.84111 | 0.84205 | 0.84292 | 0.84373 | 0.84449 | 0.84519 | 0.84583 | 0.84803 | 0.84877 | 0.84949 | 0.85017 | 0.85082 | 0.85145 | 0.85205 | 0.85263 | 0.85318 | 0.85371 | 0.85422 | 0.85471 | 0.85518 | 0.85564 | 0.85607 | 0.85649 | 0.8569 | 0.85729 | 0.85766 | 0.85802 | 0.85802
10.5 | 0.70826 | 0.72237 | 0.7335 | 0.74278 | 0.75079 | 0.75786 | 0.7642 | 0.76995 | 0.77521 | 0.78005 | 0.78453 | 0.78868 | 0.79254 | 0.79613 | 0.7995 | 0.80264 | 0.80558 | 0.80834 | 0.81092 | 0.81334 | 0.8156 | 0.81772 | 0.81971 | 0.82157 | 0.8233 | 0.82492 | 0.82643 | 0.82784 | 0.82914 | 0.83034 | 0.83145 | 0.83247 | 0.83341 | 0.83426 | 0.83503 | 0.83572 | 0.83633 | 0.83876 | 0.83954 | 0.84027 | 0.84095 | 0.84159 | 0.8422 | 0.84276 | 0.84328 | 0.84377 | 0.84423 | 0.84465 | 0.84503 | 0.84539 | 0.84572 | 0.84602 | 0.84629 | 0.84653 | 0.84675 | 0.84694 | 0.84711 | 0.84711
11 | 0.69378 | 0.70686 | 0.71786 | 0.72735 | 0.7357 | 0.74313 | 0.74982 | 0.75588 | 0.76141 | 0.76649 | 0.77116 | 0.77548 | 0.77948 | 0.7832 | 0.78666 | 0.78989 | 0.79291 | 0.79573 | 0.79838 | 0.80085 | 0.80318 | 0.80536 | 0.8074 | 0.80932 | 0.81112 | 0.81281 | 0.8144 | 0.81588 | 0.81728 | 0.81858 | 0.8198 | 0.82093 | 0.822 | 0.82298 | 0.8239 | 0.82474 | 0.82553 | 0.82759 | 0.82842 | 0.8292 | 0.82993 | 0.83063 | 0.83128 | 0.83189 | 0.83247 | 0.83301 | 0.83352 | 0.834 | 0.83444 | 0.83485 | 0.83524 | 0.83559 | 0.83592 | 0.83622 | 0.8365 | 0.83676 | 0.83699 | 0.83699
11.5 | 0.6766 | 0.69078 | 0.70245 | 0.71241 | 0.7211 | 0.72879 | 0.7357 | 0.74196 | 0.74766 | 0.75289 | 0.75771 | 0.76217 | 0.76631 | 0.77016 | 0.77376 | 0.77711 | 0.78025 | 0.7832 | 0.78596 | 0.78855 | 0.79099 | 0.79328 | 0.79544 | 0.79747 | 0.79938 | 0.80118 | 0.80287 | 0.80447 | 0.80597 | 0.80738 | 0.8087 | 0.80995 | 0.81112 | 0.81222 | 0.81324 | 0.81421 | 0.8151 | 0.81698 | 0.81786 | 0.81868 | 0.81946 | 0.82018 | 0.82087 | 0.82151 | 0.82211 | 0.82267 | 0.82319 | 0.82367 | 0.82412 | 0.82454 | 0.82492 | 0.82527 | 0.82559 | 0.82589 | 0.82615 | 0.82638 | 0.82659 | 0.82659
12 | 0.66218 | 0.67495 | 0.68645 | 0.69672 | 0.70589 | 0.71411 | 0.72151 | 0.72821 | 0.73431 | 0.73987 | 0.74498 | 0.74967 | 0.75401 | 0.75802 | 0.76174 | 0.7652 | 0.76843 | 0.77144 | 0.77426 | 0.7769 | 0.77938 | 0.78171 | 0.7839 | 0.78596 | 0.78791 | 0.78975 | 0.79149 | 0.79313 | 0.79469 | 0.79617 | 0.79757 | 0.79891 | 0.80018 | 0.80138 | 0.80253 | 0.80363 | 0.80468 | 0.80611 | 0.807 | 0.80785 | 0.80864 | 0.80939 | 0.8101 | 0.81077 | 0.8114 | 0.81199 | 0.81255 | 0.81307 | 0.81356 | 0.81401 | 0.81444 | 0.81484 | 0.8152 | 0.81555 | 0.81586 | 0.81615 | 0.81642 | 0.81642
12.5 | 0.64669 | 0.65993 | 0.67167 | 0.6821 | 0.69141 | 0.69979 | 0.70736 | 0.71424 | 0.72053 | 0.72629 | 0.7316 | 0.73649 | 0.74102 | 0.74522 | 0.74913 | 0.75276 | 0.75615 | 0.75931 | 0.76227 | 0.76503 | 0.76762 | 0.77005 | 0.77233 | 0.77447 | 0.77648 | 0.77838 | 0.78016 | 0.78183 | 0.78341 | 0.7849 | 0.78631 | 0.78763 | 0.78889 | 0.79007 | 0.79119 | 0.79225 | 0.79326 | 0.7952 | 0.79614 | 0.79702 | 0.79785 | 0.79864 | 0.79938 | 0.80008 | 0.80074 | 0.80136 | 0.80194 | 0.80248 | 0.80299 | 0.80347 | 0.80391 | 0.80432 | 0.80471 | 0.80507 | 0.80539 | 0.8057 | 0.80597 | 0.80597
13 | 0.63133 | 0.6452 | 0.65729 | 0.66795 | 0.67745 | 0.68598 | 0.69369 | 0.70071 | 0.70713 | 0.71302 | 0.71845 | 0.72347 | 0.72811 | 0.73243 | 0.73645 | 0.74019 | 0.74368 | 0.74695 | 0.75 | 0.75285 | 0.75553 | 0.75804 | 0.76039 | 0.7626 | 0.76468 | 0.76663 | 0.76847 | 0.77021 | 0.77184 | 0.77338 | 0.77483 | 0.7762 | 0.7775 | 0.77873 | 0.77989 | 0.78099 | 0.78203 | 0.78419 | 0.78518 | 0.78611 | 0.78699 | 0.78782 | 0.78861 | 0.78935 | 0.79004 | 0.7907 | 0.79132 | 0.7919 | 0.79244 | 0.79295 | 0.79342 | 0.79386 | 0.79427 | 0.79465 | 0.795 | 0.79533 | 0.79562 | 0.79562
13.5 | 0.61799 | 0.63044 | 0.64217 | 0.65292 | 0.66269 | 0.67156 | 0.67962 | 0.68697 | 0.69369 | 0.69984 | 0.70551 | 0.71073 | 0.71555 | 0.72002 | 0.72417 | 0.72803 | 0.73163 | 0.73498 | 0.73811 | 0.74104 | 0.74379 | 0.74637 | 0.74879 | 0.75107 | 0.75322 | 0.75525 | 0.75717 | 0.75899 | 0.76071 | 0.76235 | 0.7639 | 0.76539 | 0.7668 | 0.76816 | 0.76946 | 0.7707 | 0.77191 | 0.77356 | 0.77457 | 0.77553 | 0.77643 | 0.77728 | 0.77809 | 0.77885 | 0.77957 | 0.78024 | 0.78088 | 0.78147 | 0.78203 | 0.78256 | 0.78305 | 0.78351 | 0.78394 | 0.78434 | 0.78472 | 0.78506 | 0.78538 | 0.78538
14 | 0.60293 | 0.61674 | 0.62872 | 0.63937 | 0.64896 | 0.65769 | 0.66568 | 0.67304 | 0.67983 | 0.68613 | 0.69197 | 0.69741 | 0.70248 | 0.7072 | 0.7116 | 0.71571 | 0.71955 | 0.72314 | 0.72648 | 0.72961 | 0.73252 | 0.73525 | 0.73779 | 0.74016 | 0.74237 | 0.74443 | 0.74635 | 0.74814 | 0.7498 | 0.75134 | 0.75278 | 0.7541 | 0.75534 | 0.75648 | 0.75753 | 0.75851 | 0.75941 | 0.7627 | 0.76375 | 0.76474 | 0.76567 | 0.76656 | 0.76739 | 0.76817 | 0.7689 | 0.76959 | 0.77024 | 0.77085 | 0.77142 | 0.77195 | 0.77244 | 0.7729 | 0.77332 | 0.77371 | 0.77407 | 0.7744 | 0.77471 | 0.77471
14.5 | 0.58967 | 0.60353 | 0.61553 | 0.6262 | 0.63586 | 0.64468 | 0.65279 | 0.66027 | 0.66721 | 0.67365 | 0.67964 | 0.68522 | 0.69043 | 0.69529 | 0.69982 | 0.70406 | 0.70801 | 0.7117 | 0.71515 | 0.71836 | 0.72136 | 0.72416 | 0.72676 | 0.72918 | 0.73143 | 0.73352 | 0.73547 | 0.73726 | 0.73893 | 0.74047 | 0.74188 | 0.74319 | 0.74439 | 0.74549 | 0.7465 | 0.74741 | 0.74825 | 0.752 | 0.75307 | 0.75409 | 0.75504 | 0.75594 | 0.75679 | 0.7576 | 0.75835 | 0.75906 | 0.75972 | 0.76034 | 0.76093 | 0.76147 | 0.76198 | 0.76245 | 0.76289 | 0.76329 | 0.76366 | 0.76401 | 0.76432 | 0.76432
15 | 0.57629 | 0.58922 | 0.60122 | 0.61221 | 0.62225 | 0.63142 | 0.63981 | 0.64752 | 0.65461 | 0.66115 | 0.6672 | 0.67281 | 0.67801 | 0.68284 | 0.68734 | 0.69154 | 0.69546 | 0.69912 | 0.70255 | 0.70575 | 0.70876 | 0.71158 | 0.71422 | 0.71671 | 0.71904 | 0.72123 | 0.7233 | 0.72524 | 0.72707 | 0.7288 | 0.73043 | 0.73196 | 0.73342 | 0.73479 | 0.73609 | 0.73733 | 0.7385 | 0.74108 | 0.74221 | 0.74328 | 0.74428 | 0.74524 | 0.74614 | 0.74699 | 0.7478 | 0.74856 | 0.74927 | 0.74995 | 0.75058 | 0.75118 | 0.75174 | 0.75226 | 0.75275 | 0.7532 | 0.75363 | 0.75402 | 0.75439 | 0.75439
15.5 | 0.56324 | 0.57586 | 0.58779 | 0.59883 | 0.60898 | 0.6183 | 0.62688 | 0.63477 | 0.64204 | 0.64877 | 0.65499 | 0.66076 | 0.66612 | 0.6711 | 0.67574 | 0.68008 | 0.68412 | 0.6879 | 0.69144 | 0.69476 | 0.69787 | 0.70078 | 0.70352 | 0.70608 | 0.70849 | 0.71076 | 0.71289 | 0.71489 | 0.71677 | 0.71854 | 0.7202 | 0.72177 | 0.72324 | 0.72463 | 0.72594 | 0.72718 | 0.72834 | 0.73095 | 0.73209 | 0.73316 | 0.73417 | 0.73512 | 0.73602 | 0.73687 | 0.73767 | 0.73842 | 0.73912 | 0.73979 | 0.7404 | 0.74098 | 0.74152 | 0.74203 | 0.74249 | 0.74293 | 0.74333 | 0.74369 | 0.74403 | 0.74403
16 | 0.55109 | 0.56479 | 0.57681 | 0.58761 | 0.59744 | 0.60645 | 0.61476 | 0.62245 | 0.62959 | 0.63624 | 0.64244 | 0.64822 | 0.65363 | 0.6587 | 0.66345 | 0.66791 | 0.67209 | 0.67603 | 0.67973 | 0.68321 | 0.68648 | 0.68955 | 0.69244 | 0.69516 | 0.69771 | 0.7001 | 0.70235 | 0.70445 | 0.70642 | 0.70826 | 0.70998 | 0.71159 | 0.71309 | 0.71448 | 0.71577 | 0.71697 | 0.71808 | 0.72105 | 0.72222 | 0.72333 | 0.72436 | 0.72533 | 0.72623 | 0.72708 | 0.72786 | 0.72859 | 0.72927 | 0.7299 | 0.73048 | 0.731 | 0.73149 | 0.73192 | 0.73232 | 0.73267 | 0.73299 | 0.73326 | 0.7335 | 0.7335
16.5 | 0.53908 | 0.55167 | 0.56352 | 0.57451 | 0.58465 | 0.594 | 0.60263 | 0.6106 | 0.61798 | 0.62481 | 0.63115 | 0.63704 | 0.64251 | 0.64762 | 0.65238 | 0.65683 | 0.66099 | 0.6649 | 0.66856 | 0.67199 | 0.67521 | 0.67824 | 0.68107 | 0.68373 | 0.68623 | 0.68857 | 0.69076 | 0.69282 | 0.69474 | 0.69654 | 0.69821 | 0.69978 | 0.70123 | 0.70259 | 0.70385 | 0.70501 | 0.70609 | 0.70943 | 0.71063 | 0.71177 | 0.71284 | 0.71386 | 0.71483 | 0.71574 | 0.7166 | 0.71742 | 0.71819 | 0.71891 | 0.71959 | 0.72023 | 0.72083 | 0.7214 | 0.72193 | 0.72242 | 0.72288 | 0.72331 | 0.72371 | 0.72371
17 | 0.52605 | 0.53932 | 0.5515 | 0.56264 | 0.57281 | 0.58212 | 0.59067 | 0.59853 | 0.60579 | 0.6125 | 0.61872 | 0.6245 | 0.62988 | 0.63491 | 0.63961 | 0.64402 | 0.64816 | 0.65206 | 0.65575 | 0.65922 | 0.66251 | 0.66561 | 0.66855 | 0.67133 | 0.67396 | 0.67645 | 0.6788 | 0.68103 | 0.68314 | 0.68513 | 0.68702 | 0.6888 | 0.69048 | 0.69206 | 0.69356 | 0.69496 | 0.69628 | 0.69888 | 0.70016 | 0.70136 | 0.70251 | 0.70359 | 0.70461 | 0.70557 | 0.70648 | 0.70733 | 0.70813 | 0.70889 | 0.70959 | 0.71025 | 0.71087 | 0.71145 | 0.71198 | 0.71248 | 0.71293 | 0.71335 | 0.71374 | 0.71374
17.5 | 0.515 | 0.52799 | 0.53973 | 0.55047 | 0.56038 | 0.56954 | 0.57805 | 0.58596 | 0.59333 | 0.60021 | 0.60664 | 0.61265 | 0.61828 | 0.62356 | 0.62851 | 0.63317 | 0.63756 | 0.6417 | 0.64561 | 0.6493 | 0.65277 | 0.65605 | 0.65913 | 0.66204 | 0.66477 | 0.66733 | 0.66974 | 0.67199 | 0.67409 | 0.67605 | 0.67787 | 0.67956 | 0.68112 | 0.68256 | 0.68387 | 0.68507 | 0.68614 | 0.68956 | 0.69082 | 0.692 | 0.69312 | 0.69416 | 0.69514 | 0.69605 | 0.69691 | 0.69771 | 0.69845 | 0.69914 | 0.69977 | 0.70036 | 0.70089 | 0.70139 | 0.70183 | 0.70224 | 0.7026 | 0.70292 | 0.7032 | 0.7032
18 | 0.50496 | 0.51644 | 0.52775 | 0.53849 | 0.54854 | 0.55789 | 0.56656 | 0.57461 | 0.58208 | 0.58901 | 0.59547 | 0.60148 | 0.60709 | 0.61233 | 0.61725 | 0.62186 | 0.62621 | 0.63031 | 0.63419 | 0.63785 | 0.64132 | 0.6446 | 0.64771 | 0.65065 | 0.65343 | 0.65606 | 0.65854 | 0.66089 | 0.6631 | 0.66519 | 0.66716 | 0.669 | 0.67073 | 0.67235 | 0.67386 | 0.67526 | 0.67656 | 0.6791 | 0.68038 | 0.68159 | 0.68274 | 0.68381 | 0.68482 | 0.68577 | 0.68666 | 0.6875 | 0.68828 | 0.689 | 0.68968 | 0.69031 | 0.69089 | 0.69142 | 0.69191 | 0.69237 | 0.69278 | 0.69315 | 0.69348 | 0.69348
18.5 | 0.49287 | 0.50497 | 0.51633 | 0.52694 | 0.53683 | 0.54604 | 0.55464 | 0.56265 | 0.57012 | 0.5771 | 0.58362 | 0.58972 | 0.59543 | 0.60079 | 0.60583 | 0.61056 | 0.61503 | 0.61925 | 0.62323 | 0.627 | 0.63056 | 0.63391 | 0.63708 | 0.64006 | 0.64287 | 0.64551 | 0.64799 | 0.6503 | 0.65247 | 0.65448 | 0.65636 | 0.65809 | 0.65968 | 0.66113 | 0.66246 | 0.66365 | 0.66472 | 0.66844 | 0.66976 | 0.671 | 0.67217 | 0.67328 | 0.67432 | 0.67531 | 0.67623 | 0.67709 | 0.6779 | 0.67866 | 0.67937 | 0.68002 | 0.68063 | 0.6812 | 0.68172 | 0.6822 | 0.68264 | 0.68304 | 0.68341 | 0.68341
19 | 0.48199 | 0.49446 | 0.50583 | 0.51633 | 0.52608 | 0.53517 | 0.54366 | 0.55158 | 0.559 | 0.56595 | 0.57246 | 0.57856 | 0.5843 | 0.58969 | 0.59476 | 0.59954 | 0.60406 | 0.60834 | 0.61239 | 0.61621 | 0.61983 | 0.62325 | 0.62647 | 0.62951 | 0.63237 | 0.63505 | 0.63756 | 0.63991 | 0.6421 | 0.64413 | 0.646 | 0.64773 | 0.6493 | 0.65073 | 0.65202 | 0.65317 | 0.65417 | 0.65825 | 0.65959 | 0.66086 | 0.66206 | 0.66319 | 0.66425 | 0.66525 | 0.66619 | 0.66707 | 0.66789 | 0.66866 | 0.66938 | 0.67005 | 0.67066 | 0.67124 | 0.67176 | 0.67224 | 0.67268 | 0.67308 | 0.67344 | 0.67344
19.5 | 0.47176 | 0.4835 | 0.49482 | 0.50549 | 0.51545 | 0.52471 | 0.53331 | 0.54131 | 0.54874 | 0.55567 | 0.56213 | 0.56816 | 0.57381 | 0.57911 | 0.5841 | 0.5888 | 0.59324 | 0.59746 | 0.60146 | 0.60527 | 0.60888 | 0.61231 | 0.61557 | 0.61867 | 0.62161 | 0.6244 | 0.62704 | 0.62955 | 0.63191 | 0.63414 | 0.63624 | 0.63822 | 0.64006 | 0.64178 | 0.64338 | 0.64486 | 0.64622 | 0.64871 | 0.65007 | 0.65135 | 0.65256 | 0.65369 | 0.65476 | 0.65577 | 0.6567 | 0.65758 | 0.6584 | 0.65917 | 0.65988 | 0.66053 | 0.66114 | 0.6617 | 0.66221 | 0.66267 | 0.66309 | 0.66347 | 0.66381 | 0.66381
20 | 0.46087 | 0.47291 | 0.4842 | 0.49474 | 0.50454 | 0.51366 | 0.52216 | 0.53008 | 0.53747 | 0.54437 | 0.55083 | 0.55689 | 0.56257 | 0.56792 | 0.57296 | 0.57772 | 0.58223 | 0.58651 | 0.59057 | 0.59444 | 0.5981 | 0.60159 | 0.6049 | 0.60803 | 0.61101 | 0.61382 | 0.61648 | 0.619 | 0.62136 | 0.62358 | 0.62566 | 0.62761 | 0.62942 | 0.63109 | 0.63263 | 0.63404 | 0.63531 | 0.63664 | 0.63789 | 0.63906 | 0.64015 | 0.64116 | 0.6421 | 0.64298 | 0.64379 | 0.64453 | 0.64522 | 0.64584 | 0.64641 | 0.64693 | 0.64739 | 0.6478 | 0.64816 | 0.64847 | 0.64874 | 0.64897 | 0.64915 | 0.64915
21 | 0.4409 | 0.45262 | 0.46344 | 0.47353 | 0.48297 | 0.49183 | 0.50015 | 0.50798 | 0.51534 | 0.52228 | 0.52882 | 0.53498 | 0.5408 | 0.5463 | 0.55151 | 0.55644 | 0.56112 | 0.56557 | 0.56979 | 0.5738 | 0.57761 | 0.58122 | 0.58464 | 0.58788 | 0.59093 | 0.59382 | 0.59653 | 0.59908 | 0.60147 | 0.6037 | 0.60577 | 0.60768 | 0.60945 | 0.61107 | 0.61254 | 0.61386 | 0.61503 | 0.61867 | 0.6201 | 0.62145 | 0.62272 | 0.62392 | 0.62504 | 0.6261 | 0.62709 | 0.62801 | 0.62888 | 0.62968 | 0.63042 | 0.63111 | 0.63175 | 0.63233 | 0.63287 | 0.63335 | 0.63379 | 0.63418 | 0.63453 | 0.63453
22 | 0.42184 | 0.43285 | 0.44316 | 0.45287 | 0.46204 | 0.47069 | 0.47886 | 0.48658 | 0.49389 | 0.5008 | 0.50733 | 0.51353 | 0.51939 | 0.52496 | 0.53024 | 0.53525 | 0.54001 | 0.54454 | 0.54885 | 0.55295 | 0.55684 | 0.56053 | 0.56403 | 0.56735 | 0.57049 | 0.57345 | 0.57625 | 0.57888 | 0.58135 | 0.58366 | 0.58581 | 0.58782 | 0.58968 | 0.59139 | 0.59295 | 0.59438 | 0.59566 | 0.59913 | 0.60061 | 0.60201 | 0.60333 | 0.60457 | 0.60574 | 0.60683 | 0.60786 | 0.60882 | 0.60972 | 0.61056 | 0.61133 | 0.61205 | 0.61271 | 0.61332 | 0.61388 | 0.61438 | 0.61484 | 0.61525 | 0.61561 | 0.61561
23 | 0.40286 | 0.41331 | 0.42336 | 0.43295 | 0.44207 | 0.45071 | 0.4589 | 0.46665 | 0.47399 | 0.48095 | 0.48754 | 0.49379 | 0.49972 | 0.50534 | 0.51067 | 0.51573 | 0.52053 | 0.52509 | 0.52942 | 0.53352 | 0.53741 | 0.5411 | 0.54459 | 0.54789 | 0.55101 | 0.55396 | 0.55673 | 0.55933 | 0.56178 | 0.56407 | 0.56621 | 0.56819 | 0.57004 | 0.57174 | 0.57331 | 0.57474 | 0.57604 | 0.57965 | 0.58116 | 0.58259 | 0.58394 | 0.58522 | 0.58643 | 0.58757 | 0.58864 | 0.58965 | 0.5906 | 0.5915 | 0.59233 | 0.59312 | 0.59385 | 0.59453 | 0.59516 | 0.59574 | 0.59628 | 0.59677 | 0.59722 | 0.59722
24 | 0.38479 | 0.39525 | 0.40517 | 0.41457 | 0.42348 | 0.43192 | 0.43992 | 0.44751 | 0.45471 | 0.46156 | 0.46806 | 0.47424 | 0.48013 | 0.48572 | 0.49104 | 0.4961 | 0.50091 | 0.50548 | 0.50982 | 0.51394 | 0.51786 | 0.52157 | 0.52509 | 0.52843 | 0.53158 | 0.53457 | 0.53739 | 0.54005 | 0.54256 | 0.54491 | 0.54712 | 0.54919 | 0.55113 | 0.55293 | 0.5546 | 0.55615 | 0.55757 | 0.56091 | 0.56247 | 0.56394 | 0.56534 | 0.56666 | 0.56792 | 0.5691 | 0.57022 | 0.57128 | 0.57227 | 0.5732 | 0.57408 | 0.5749 | 0.57567 | 0.57639 | 0.57705 | 0.57767 | 0.57824 | 0.57876 | 0.57924 | 0.57924
25 | 0.36875 | 0.37793 | 0.38717 | 0.39619 | 0.40488 | 0.41319 | 0.42113 | 0.42869 | 0.43589 | 0.44274 | 0.44927 | 0.45549 | 0.4614 | 0.46703 | 0.47239 | 0.47748 | 0.48232 | 0.48691 | 0.49127 | 0.4954 | 0.49932 | 0.50303 | 0.50655 | 0.50988 | 0.51303 | 0.51601 | 0.51882 | 0.52147 | 0.52397 | 0.52633 | 0.52854 | 0.53061 | 0.53256 | 0.53437 | 0.53606 | 0.53764 | 0.5391 | 0.54245 | 0.54403 | 0.54554 | 0.54697 | 0.54833 | 0.54963 | 0.55086 | 0.55202 | 0.55313 | 0.55418 | 0.55517 | 0.5561 | 0.55699 | 0.55782 | 0.55861 | 0.55934 | 0.56004 | 0.56068 | 0.56129 | 0.56185 | 0.56185
26 | 0.35183 | 0.36193 | 0.37125 | 0.38001 | 0.38831 | 0.39621 | 0.40375 | 0.41096 | 0.41786 | 0.42446 | 0.43079 | 0.43686 | 0.44267 | 0.44823 | 0.45355 | 0.45864 | 0.46349 | 0.46812 | 0.47254 | 0.47674 | 0.48074 | 0.48455 | 0.48817 | 0.49161 | 0.49487 | 0.49797 | 0.50091 | 0.50369 | 0.50632 | 0.50881 | 0.51115 | 0.51336 | 0.51543 | 0.51738 | 0.51921 | 0.52091 | 0.5225 | 0.52544 | 0.52708 | 0.52864 | 0.53011 | 0.53151 | 0.53283 | 0.53408 | 0.53527 | 0.53638 | 0.53743 | 0.53841 | 0.53934 | 0.5402 | 0.54101 | 0.54176 | 0.54245 | 0.54309 | 0.54368 | 0.54423 | 0.54472 | 0.54472
27 | 0.33796 | 0.34678 | 0.3553 | 0.36355 | 0.37153 | 0.37923 | 0.38667 | 0.39383 | 0.40072 | 0.40735 | 0.41373 | 0.41984 | 0.42571 | 0.43133 | 0.4367 | 0.44183 | 0.44673 | 0.45139 | 0.45582 | 0.46003 | 0.46402 | 0.46781 | 0.47139 | 0.47478 | 0.47798 | 0.481 | 0.48385 | 0.48652 | 0.48903 | 0.49138 | 0.49357 | 0.49561 | 0.49751 | 0.49926 | 0.50088 | 0.50236 | 0.50372 | 0.50772 | 0.50938 | 0.51095 | 0.51246 | 0.51389 | 0.51526 | 0.51656 | 0.5178 | 0.51898 | 0.52009 | 0.52115 | 0.52216 | 0.52311 | 0.52401 | 0.52487 | 0.52567 | 0.52643 | 0.52714 | 0.52781 | 0.52843 | 0.52843
28 | 0.32318 | 0.33223 | 0.34073 | 0.34883 | 0.35659 | 0.36405 | 0.37122 | 0.37811 | 0.38474 | 0.39111 | 0.39724 | 0.40312 | 0.40877 | 0.41419 | 0.41938 | 0.42435 | 0.42911 | 0.43365 | 0.43798 | 0.44211 | 0.44605 | 0.4498 | 0.45336 | 0.45674 | 0.45995 | 0.46299 | 0.46587 | 0.46858 | 0.47114 | 0.47355 | 0.4758 | 0.47792 | 0.47989 | 0.48172 | 0.48341 | 0.48498 | 0.48641 | 0.49035 | 0.49209 | 0.49375 | 0.49534 | 0.49686 | 0.49832 | 0.49972 | 0.50105 | 0.50233 | 0.50355 | 0.50472 | 0.50583 | 0.50689 | 0.5079 | 0.50887 | 0.50978 | 0.51065 | 0.51148 | 0.51227 | 0.51301 | 0.51301
29 | 0.30948 | 0.31821 | 0.32646 | 0.33435 | 0.34193 | 0.34923 | 0.35626 | 0.36302 | 0.36952 | 0.37577 | 0.38178 | 0.38756 | 0.3931 | 0.39843 | 0.40353 | 0.40843 | 0.41313 | 0.41762 | 0.42193 | 0.42605 | 0.42998 | 0.43373 | 0.43731 | 0.44072 | 0.44395 | 0.44702 | 0.44993 | 0.45268 | 0.45527 | 0.45771 | 0.45999 | 0.46212 | 0.4641 | 0.46593 | 0.46761 | 0.46915 | 0.47054 | 0.47451 | 0.47627 | 0.47797 | 0.47959 | 0.48115 | 0.48265 | 0.48408 | 0.48546 | 0.48678 | 0.48804 | 0.48925 | 0.49041 | 0.49152 | 0.49258 | 0.49359 | 0.49456 | 0.49548 | 0.49636 | 0.4972 | 0.498 | 0.498
30 | 0.29637 | 0.30635 | 0.31487 | 0.32263 | 0.32992 | 0.33686 | 0.34351 | 0.34991 | 0.35607 | 0.362 | 0.36771 | 0.37321 | 0.37851 | 0.38362 | 0.38853 | 0.39327 | 0.39783 | 0.40223 | 0.40646 | 0.41053 | 0.41443 | 0.41817 | 0.42175 | 0.42517 | 0.42842 | 0.4315 | 0.43443 | 0.43718 | 0.43978 | 0.4422 | 0.44446 | 0.44655 | 0.44847 | 0.45022 | 0.4518 | 0.4532 | 0.45443 | 0.45834 | 0.46015 | 0.46189 | 0.46357 | 0.4652 | 0.46677 | 0.46829 | 0.46977 | 0.47119 | 0.47257 | 0.4739 | 0.47519 | 0.47644 | 0.47764 | 0.47881 | 0.47994 | 0.48104 | 0.4821 | 0.48312 | 0.48411 | 0.48411
30.001 | 0.29637 | 0.30635 | 0.31487 | 0.32263 | 0.32992 | 0.33686 | 0.34351 | 0.34991 | 0.35607 | 0.362 | 0.36771 | 0.37321 | 0.37851 | 0.38362 | 0.38853 | 0.39327 | 0.39783 | 0.40223 | 0.40646 | 0.41053 | 0.41443 | 0.41817 | 0.42175 | 0.42517 | 0.42842 | 0.4315 | 0.43443 | 0.43718 | 0.43978 | 0.4422 | 0.44446 | 0.44655 | 0.44847 | 0.45022 | 0.4518 | 0.4532 | 0.45443 | 0.45834 | 0.46015 | 0.46189 | 0.46357 | 0.4652 | 0.46677 | 0.46829 | 0.46977 | 0.47119 | 0.47257 | 0.4739 | 0.47519 | 0.47644 | 0.47764 | 0.47881 | 0.47994 | 0.48104 | 0.4821 | 0.48312 | 0.48411 | 0.48411
RDF | bar: Field Size 4 to Field Size 6
Y Jaw
X Jaw | 4 | 5 | 6 | 7 | 8 | 9 | 10 | 11 | 12 | 13 | 14 | 15 | 16 | 17 | 18 | 19 | 20 | 21 | 22 | 23 | 24 | 25 | 26 | 27 | 28 | 29 | 30 | 31 | 32 | 33 | 34 | 35 | 36 | 37 | 38 | 39 | 40 | 40.001
4 | 0.93769 | 0.94536 | 0.9525 | 0.95713 | 0.9606 | 0.96356 | 0.96533 | 0.96698 | 0.9685 | 0.96993 | 0.97129 | 0.97262 | 0.97364 | 0.97422 | 0.97456 | 0.97486 | 0.97532 | 0.97592 | 0.97648 | 0.97701 | 0.97751 | 0.97799 | 0.97845 | 0.97889 | 0.97932 | 0.97974 | 0.98016 | 0.98051 | 0.98073 | 0.98084 | 0.98088 | 0.98085 | 0.98079 | 0.98071 | 0.98064 | 0.9806 | 0.98061 | 0.98061
5 | 0.9429 | 0.95064 | 0.95776 | 0.96306 | 0.96847 | 0.97202 | 0.9743 | 0.97627 | 0.97805 | 0.97955 | 0.98146 | 0.9832 | 0.98445 | 0.98527 | 0.98544 | 0.98614 | 0.9868 | 0.98728 | 0.98777 | 0.98819 | 0.98847 | 0.98847 | 0.98819 | 0.98788 | 0.98783 | 0.98808 | 0.98849 | 0.9889 | 0.98942 | 0.99023 | 0.9913 | 0.99226 | 0.99289 | 0.99321 | 0.9934 | 0.99356 | 0.9938 | 0.9938
6 | 0.94775 | 0.95551 | 0.96298 | 0.96979 | 0.97569 | 0.9799 | 0.98268 | 0.98495 | 0.98711 | 0.9891 | 0.9909 | 0.99246 | 0.99381 | 0.995 | 0.99599 | 0.99674 | 0.99721 | 0.9974 | 0.99729 | 0.99687 | 0.99629 | 0.99586 | 0.99577 | 0.99587 | 0.99613 | 0.99649 | 0.99692 | 0.99734 | 0.99778 | 0.9983 | 0.99897 | 0.99982 | 1.0011 | 1.0026 | 1.0039 | 1.0049 | 1.0056 | 1.0056
7 | 0.95081 | 0.95927 | 0.96828 | 0.97549 | 0.98117 | 0.98574 | 0.98872 | 0.99089 | 0.99294 | 0.99507 | 0.99704 | 0.99872 | 1.0002 | 1.0013 | 1.0022 | 1.0032 | 1.0039 | 1.0039 | 1.0035 | 1.0034 | 1.0035 | 1.0036 | 1.0038 | 1.004 | 1.0043 | 1.0047 | 1.0051 | 1.0056 | 1.0061 | 1.0066 | 1.0071 | 1.0078 | 1.0085 | 1.0094 | 1.0105 | 1.012 | 1.0131 | 1.0131
8 | 0.95306 | 0.96343 | 0.9729 | 0.97986 | 0.98547 | 0.99007 | 0.99329 | 0.99561 | 0.9979 | 1.0001 | 1.0021 | 1.0039 | 1.0055 | 1.0068 | 1.008 | 1.0089 | 1.0095 | 1.0099 | 1.0103 | 1.0106 | 1.0109 | 1.0112 | 1.0115 | 1.0118 | 1.0121 | 1.0124 | 1.0129 | 1.0133 | 1.0139 | 1.0144 | 1.015 | 1.0156 | 1.0163 | 1.0169 | 1.0177 | 1.0185 | 1.0193 | 1.0193
9 | 0.95459 | 0.96544 | 0.97543 | 0.98259 | 0.98833 | 0.99351 | 0.99725 | 0.9999 | 1.0022 | 1.0044 | 1.0064 | 1.0083 | 1.0099 | 1.0115 | 1.0129 | 1.0139 | 1.0147 | 1.0155 | 1.0161 | 1.0167 | 1.0172 | 1.0177 | 1.0182 | 1.0186 | 1.0189 | 1.0193 | 1.0198 | 1.0203 | 1.0208 | 1.0214 | 1.0219 | 1.0224 | 1.023 | 1.0235 | 1.024 | 1.0245 | 1.0251 | 1.0251
10 | 0.95535 | 0.96657 | 0.97681 | 0.98425 | 0.99022 | 0.99571 | 1 | 1.0032 | 1.0059 | 1.0082 | 1.0102 | 1.012 | 1.0136 | 1.0149 | 1.0161 | 1.0172 | 1.0182 | 1.0193 | 1.0202 | 1.0211 | 1.0219 | 1.0226 | 1.0233 | 1.0239 | 1.0245 | 1.025 | 1.0256 | 1.026 | 1.0265 | 1.0269 | 1.0273 | 1.0276 | 1.0279 | 1.0283 | 1.0286 | 1.029 | 1.0293 | 1.0293
11 | 0.95649 | 0.96798 | 0.97829 | 0.98575 | 0.99177 | 0.99748 | 1.0021 | 1.0054 | 1.0084 | 1.0109 | 1.0132 | 1.0152 | 1.0167 | 1.0179 | 1.0189 | 1.0198 | 1.0209 | 1.022 | 1.0233 | 1.0244 | 1.0255 | 1.0264 | 1.0273 | 1.0281 | 1.0289 | 1.0296 | 1.0303 | 1.0308 | 1.0312 | 1.0315 | 1.0318 | 1.032 | 1.0323 | 1.0325 | 1.0327 | 1.0329 | 1.0332 | 1.0332
12 | 0.95767 | 0.96932 | 0.97978 | 0.98709 | 0.99316 | 0.99904 | 1.004 | 1.0074 | 1.0105 | 1.0132 | 1.0157 | 1.0178 | 1.0193 | 1.0204 | 1.0214 | 1.0225 | 1.0235 | 1.0247 | 1.0259 | 1.0272 | 1.0285 | 1.0297 | 1.0307 | 1.0317 | 1.0326 | 1.0334 | 1.0341 | 1.0347 | 1.0352 | 1.0356 | 1.0359 | 1.0361 | 1.0363 | 1.0365 | 1.0366 | 1.0368 | 1.0371 | 1.0371
13 | 0.95882 | 0.97024 | 0.98119 | 0.98823 | 0.99446 | 1.0004 | 1.0057 | 1.0093 | 1.0124 | 1.0152 | 1.0177 | 1.02 | 1.0215 | 1.0227 | 1.0239 | 1.025 | 1.026 | 1.0273 | 1.0285 | 1.0298 | 1.031 | 1.0323 | 1.0335 | 1.0347 | 1.0357 | 1.0366 | 1.0373 | 1.0379 | 1.0384 | 1.0389 | 1.0392 | 1.0396 | 1.0399 | 1.0401 | 1.0402 | 1.0404 | 1.0407 | 1.0407
14 | 0.95991 | 0.97148 | 0.98246 | 0.98973 | 0.99574 | 1.002 | 1.0074 | 1.011 | 1.0142 | 1.017 | 1.0195 | 1.0218 | 1.0235 | 1.025 | 1.0263 | 1.0274 | 1.0285 | 1.0298 | 1.0311 | 1.0323 | 1.0336 | 1.0348 | 1.0359 | 1.037 | 1.0381 | 1.0391 | 1.0399 | 1.0406 | 1.0411 | 1.0416 | 1.0419 | 1.0423 | 1.0426 | 1.0429 | 1.0432 | 1.0435 | 1.0438 | 1.0438
15 | 0.96088 | 0.97262 | 0.98351 | 0.99111 | 0.99706 | 1.0035 | 1.0088 | 1.0126 | 1.0158 | 1.0187 | 1.0213 | 1.0235 | 1.0255 | 1.0271 | 1.0285 | 1.0297 | 1.0309 | 1.0322 | 1.0335 | 1.0348 | 1.036 | 1.0372 | 1.0383 | 1.0394 | 1.0403 | 1.0412 | 1.042 | 1.0427 | 1.0433 | 1.0437 | 1.0441 | 1.0444 | 1.0448 | 1.045 | 1.0454 | 1.0457 | 1.0461 | 1.0461
16 | 0.96154 | 0.9734 | 0.98446 | 0.99244 | 0.99847 | 1.005 | 1.0101 | 1.0138 | 1.0171 | 1.02 | 1.0226 | 1.025 | 1.0272 | 1.029 | 1.0305 | 1.0318 | 1.0331 | 1.0345 | 1.0358 | 1.0371 | 1.0384 | 1.0395 | 1.0406 | 1.0415 | 1.0423 | 1.0431 | 1.0439 | 1.0445 | 1.0451 | 1.0456 | 1.0459 | 1.0463 | 1.0466 | 1.0469 | 1.0472 | 1.0475 | 1.0479 | 1.0479
17 | 0.96183 | 0.97385 | 0.9854 | 0.99372 | 0.99987 | 1.0065 | 1.0113 | 1.0148 | 1.018 | 1.021 | 1.0237 | 1.0263 | 1.0286 | 1.0306 | 1.0324 | 1.0338 | 1.0351 | 1.0366 | 1.0379 | 1.0393 | 1.0405 | 1.0415 | 1.0425 | 1.0433 | 1.0441 | 1.0449 | 1.0456 | 1.0463 | 1.0469 | 1.0473 | 1.0477 | 1.048 | 1.0483 | 1.0486 | 1.0489 | 1.0493 | 1.0497 | 1.0497
18 | 0.96192 | 0.97399 | 0.9862 | 0.99453 | 1.0012 | 1.0076 | 1.0123 | 1.0157 | 1.0189 | 1.0219 | 1.0247 | 1.0273 | 1.0297 | 1.032 | 1.0339 | 1.0355 | 1.037 | 1.0384 | 1.0398 | 1.0411 | 1.0423 | 1.0433 | 1.0442 | 1.045 | 1.0458 | 1.0465 | 1.0473 | 1.048 | 1.0485 | 1.049 | 1.0493 | 1.0496 | 1.0499 | 1.0502 | 1.0506 | 1.0511 | 1.0515 | 1.0515
19 | 0.96198 | 0.97465 | 0.98673 | 0.99525 | 1.0023 | 1.0086 | 1.0133 | 1.0165 | 1.0196 | 1.0226 | 1.0254 | 1.0281 | 1.0307 | 1.033 | 1.0352 | 1.037 | 1.0386 | 1.0401 | 1.0415 | 1.0427 | 1.0438 | 1.0448 | 1.0457 | 1.0466 | 1.0473 | 1.0481 | 1.0489 | 1.0496 | 1.0501 | 1.0506 | 1.0509 | 1.0512 | 1.0515 | 1.0519 | 1.0524 | 1.0528 | 1.0532 | 1.0532
20 | 0.96218 | 0.97512 | 0.98687 | 0.99572 | 1.0031 | 1.0095 | 1.0141 | 1.0173 | 1.0203 | 1.0233 | 1.0262 | 1.029 | 1.0316 | 1.034 | 1.0362 | 1.0382 | 1.04 | 1.0415 | 1.0428 | 1.0441 | 1.0452 | 1.0462 | 1.0472 | 1.048 | 1.0488 | 1.0496 | 1.0504 | 1.0511 | 1.0517 | 1.0521 | 1.0524 | 1.0528 | 1.0531 | 1.0536 | 1.054 | 1.0544 | 1.0548 | 1.0548
21 | 0.96247 | 0.97526 | 0.98671 | 0.99588 | 1.0036 | 1.0101 | 1.0149 | 1.0181 | 1.0212 | 1.0243 | 1.0272 | 1.03 | 1.0327 | 1.0351 | 1.0374 | 1.0394 | 1.0411 | 1.0427 | 1.0441 | 1.0454 | 1.0465 | 1.0476 | 1.0485 | 1.0494 | 1.0502 | 1.051 | 1.0518 | 1.0526 | 1.0531 | 1.0535 | 1.0539 | 1.0543 | 1.0548 | 1.0552 | 1.0556 | 1.056 | 1.0564 | 1.0564
22 | 0.96271 | 0.9754 | 0.98644 | 0.99589 | 1.0039 | 1.0105 | 1.0155 | 1.019 | 1.0221 | 1.0252 | 1.0281 | 1.031 | 1.0336 | 1.0361 | 1.0384 | 1.0404 | 1.0421 | 1.0438 | 1.0453 | 1.0466 | 1.0478 | 1.0489 | 1.0498 | 1.0507 | 1.0516 | 1.0524 | 1.0532 | 1.054 | 1.0545 | 1.0549 | 1.0553 | 1.0558 | 1.0563 | 1.0567 | 1.0571 | 1.0575 | 1.0579 | 1.0579
23 | 0.96291 | 0.97548 | 0.9861 | 0.99578 | 1.0041 | 1.0109 | 1.0161 | 1.0199 | 1.023 | 1.026 | 1.029 | 1.0319 | 1.0346 | 1.0371 | 1.0393 | 1.0413 | 1.043 | 1.0447 | 1.0463 | 1.0477 | 1.0489 | 1.05 | 1.0511 | 1.052 | 1.0528 | 1.0537 | 1.0545 | 1.0553 | 1.0558 | 1.0563 | 1.0568 | 1.0573 | 1.0578 | 1.0582 | 1.0585 | 1.0589 | 1.0593 | 1.0593
24 | 0.96308 | 0.97544 | 0.98571 | 0.99553 | 1.0041 | 1.0112 | 1.0166 | 1.0207 | 1.024 | 1.0269 | 1.0299 | 1.0327 | 1.0354 | 1.0379 | 1.0401 | 1.042 | 1.0438 | 1.0455 | 1.0471 | 1.0486 | 1.05 | 1.0511 | 1.0522 | 1.0531 | 1.054 | 1.0549 | 1.0558 | 1.0565 | 1.0571 | 1.0576 | 1.0582 | 1.0587 | 1.0592 | 1.0595 | 1.0599 | 1.0602 | 1.0607 | 1.0607
25 | 0.96323 | 0.97515 | 0.98531 | 0.99522 | 1.004 | 1.0115 | 1.0171 | 1.0214 | 1.0249 | 1.0279 | 1.0307 | 1.0336 | 1.0362 | 1.0386 | 1.0407 | 1.0427 | 1.0445 | 1.0463 | 1.0479 | 1.0494 | 1.0509 | 1.0521 | 1.0532 | 1.0542 | 1.0552 | 1.056 | 1.0569 | 1.0577 | 1.0583 | 1.0589 | 1.0595 | 1.06 | 1.0604 | 1.0608 | 1.0611 | 1.0615 | 1.062 | 1.062
26 | 0.96337 | 0.97471 | 0.98494 | 0.99487 | 1.0039 | 1.0116 | 1.0175 | 1.0221 | 1.0258 | 1.0288 | 1.0316 | 1.0343 | 1.0369 | 1.0393 | 1.0413 | 1.0433 | 1.0451 | 1.0469 | 1.0486 | 1.0502 | 1.0516 | 1.053 | 1.0542 | 1.0553 | 1.0562 | 1.0571 | 1.058 | 1.0588 | 1.0595 | 1.0602 | 1.0608 | 1.0612 | 1.0616 | 1.062 | 1.0623 | 1.0627 | 1.0632 | 1.0632
27 | 0.9635 | 0.97437 | 0.98461 | 0.99455 | 1.0037 | 1.0116 | 1.0179 | 1.0228 | 1.0267 | 1.0297 | 1.0324 | 1.0351 | 1.0376 | 1.0398 | 1.0419 | 1.0438 | 1.0457 | 1.0475 | 1.0492 | 1.0508 | 1.0523 | 1.0537 | 1.055 | 1.0562 | 1.0572 | 1.0582 | 1.0591 | 1.0599 | 1.0607 | 1.0614 | 1.0619 | 1.0624 | 1.0627 | 1.0631 | 1.0634 | 1.0638 | 1.0643 | 1.0643
28 | 0.96364 | 0.97414 | 0.98437 | 0.99428 | 1.0035 | 1.0117 | 1.0182 | 1.0234 | 1.0275 | 1.0306 | 1.0332 | 1.0358 | 1.0382 | 1.0403 | 1.0424 | 1.0443 | 1.0462 | 1.048 | 1.0498 | 1.0514 | 1.0529 | 1.0544 | 1.0558 | 1.057 | 1.0582 | 1.0592 | 1.0601 | 1.061 | 1.0618 | 1.0624 | 1.0629 | 1.0634 | 1.0637 | 1.0641 | 1.0645 | 1.0649 | 1.0653 | 1.0653
29 | 0.96381 | 0.97407 | 0.98426 | 0.99413 | 1.0034 | 1.0116 | 1.0185 | 1.0239 | 1.0282 | 1.0314 | 1.034 | 1.0364 | 1.0387 | 1.0408 | 1.0429 | 1.0449 | 1.0468 | 1.0486 | 1.0503 | 1.052 | 1.0536 | 1.0551 | 1.0565 | 1.0578 | 1.059 | 1.0601 | 1.0611 | 1.062 | 1.0628 | 1.0634 | 1.0639 | 1.0643 | 1.0647 | 1.065 | 1.0654 | 1.0658 | 1.0662 | 1.0662
30 | 0.964 | 0.97418 | 0.98435 | 0.99421 | 1.0034 | 1.0117 | 1.0188 | 1.0244 | 1.0287 | 1.032 | 1.0347 | 1.037 | 1.0392 | 1.0414 | 1.0434 | 1.0454 | 1.0474 | 1.0492 | 1.051 | 1.0527 | 1.0542 | 1.0558 | 1.0572 | 1.0585 | 1.0598 | 1.0609 | 1.062 | 1.0629 | 1.0637 | 1.0643 | 1.0648 | 1.0652 | 1.0655 | 1.0659 | 1.0662 | 1.0666 | 1.0671 | 1.0671
31 | 0.96418 | 0.9745 | 0.98471 | 0.99461 | 1.0039 | 1.0122 | 1.0191 | 1.0247 | 1.0291 | 1.0324 | 1.0352 | 1.0375 | 1.0398 | 1.0419 | 1.044 | 1.046 | 1.0479 | 1.0498 | 1.0516 | 1.0533 | 1.0549 | 1.0564 | 1.0579 | 1.0592 | 1.0605 | 1.0617 | 1.0628 | 1.0637 | 1.0644 | 1.065 | 1.0654 | 1.0658 | 1.0662 | 1.0665 | 1.0668 | 1.0673 | 1.0677 | 1.0677
32 | 0.96432 | 0.97499 | 0.98525 | 0.99521 | 1.0045 | 1.0127 | 1.0193 | 1.0248 | 1.0294 | 1.0328 | 1.0355 | 1.038 | 1.0402 | 1.0423 | 1.0444 | 1.0464 | 1.0484 | 1.0502 | 1.052 | 1.0537 | 1.0553 | 1.0569 | 1.0583 | 1.0597 | 1.0611 | 1.0623 | 1.0634 | 1.0642 | 1.0649 | 1.0654 | 1.0659 | 1.0662 | 1.0666 | 1.0669 | 1.0674 | 1.0679 | 1.0683 | 1.0683
33 | 0.96442 | 0.97563 | 0.98592 | 0.99592 | 1.0052 | 1.0131 | 1.0195 | 1.0247 | 1.0295 | 1.033 | 1.0358 | 1.0383 | 1.0407 | 1.0428 | 1.0448 | 1.0468 | 1.0487 | 1.0506 | 1.0523 | 1.0541 | 1.0557 | 1.0573 | 1.0588 | 1.0602 | 1.0616 | 1.0628 | 1.0638 | 1.0646 | 1.0653 | 1.0658 | 1.0662 | 1.0665 | 1.0669 | 1.0674 | 1.0679 | 1.0682 | 1.0686 | 1.0686
34 | 0.96449 | 0.97639 | 0.98668 | 0.9967 | 1.0059 | 1.0134 | 1.0197 | 1.0247 | 1.0293 | 1.0332 | 1.036 | 1.0386 | 1.0411 | 1.0432 | 1.0452 | 1.0471 | 1.049 | 1.0509 | 1.0526 | 1.0544 | 1.056 | 1.0576 | 1.0592 | 1.0607 | 1.062 | 1.0632 | 1.0642 | 1.0649 | 1.0655 | 1.066 | 1.0664 | 1.0668 | 1.0673 | 1.0679 | 1.0682 | 1.0685 | 1.0689 | 1.0689
35 | 0.96454 | 0.97725 | 0.98749 | 0.99751 | 1.0064 | 1.0137 | 1.0199 | 1.0247 | 1.0291 | 1.0332 | 1.0361 | 1.0388 | 1.0414 | 1.0436 | 1.0455 | 1.0475 | 1.0493 | 1.0511 | 1.0529 | 1.0546 | 1.0563 | 1.058 | 1.0595 | 1.061 | 1.0623 | 1.0634 | 1.0644 | 1.0651 | 1.0657 | 1.0661 | 1.0666 | 1.0672 | 1.0677 | 1.0681 | 1.0684 | 1.0687 | 1.0691 | 1.0691
36 | 0.96458 | 0.97793 | 0.98835 | 0.9983 | 1.0069 | 1.014 | 1.02 | 1.0248 | 1.0289 | 1.033 | 1.0363 | 1.0389 | 1.0416 | 1.044 | 1.0459 | 1.0478 | 1.0496 | 1.0514 | 1.0532 | 1.0549 | 1.0566 | 1.0583 | 1.0598 | 1.0612 | 1.0625 | 1.0636 | 1.0646 | 1.0653 | 1.0658 | 1.0663 | 1.0669 | 1.0675 | 1.0679 | 1.0682 | 1.0685 | 1.0688 | 1.0692 | 1.0692
37 | 0.96461 | 0.9783 | 0.98921 | 0.99903 | 1.0072 | 1.0143 | 1.0202 | 1.0248 | 1.0289 | 1.0327 | 1.0363 | 1.0391 | 1.0419 | 1.0443 | 1.0463 | 1.0482 | 1.05 | 1.0517 | 1.0535 | 1.0552 | 1.0569 | 1.0585 | 1.06 | 1.0614 | 1.0627 | 1.0638 | 1.0647 | 1.0654 | 1.066 | 1.0666 | 1.0672 | 1.0677 | 1.068 | 1.0683 | 1.0686 | 1.0689 | 1.0693 | 1.0693
38 | 0.96464 | 0.97855 | 0.99006 | 0.99964 | 1.0076 | 1.0146 | 1.0203 | 1.0248 | 1.0289 | 1.0326 | 1.0362 | 1.0393 | 1.0421 | 1.0446 | 1.0467 | 1.0486 | 1.0503 | 1.0521 | 1.0538 | 1.0555 | 1.0572 | 1.0588 | 1.0603 | 1.0616 | 1.0629 | 1.064 | 1.0649 | 1.0656 | 1.0663 | 1.0669 | 1.0674 | 1.0678 | 1.0681 | 1.0684 | 1.0687 | 1.0691 | 1.0695 | 1.0695
39 | 0.96468 | 0.97877 | 0.99087 | 1.0001 | 1.008 | 1.0149 | 1.0205 | 1.0249 | 1.0289 | 1.0327 | 1.0362 | 1.0395 | 1.0424 | 1.0449 | 1.0471 | 1.049 | 1.0507 | 1.0524 | 1.0541 | 1.0558 | 1.0575 | 1.059 | 1.0605 | 1.0619 | 1.0631 | 1.0642 | 1.0651 | 1.0658 | 1.0665 | 1.067 | 1.0675 | 1.0679 | 1.0682 | 1.0685 | 1.0689 | 1.0692 | 1.0696 | 1.0696
40 | 0.96475 | 0.97908 | 0.99162 | 1.0006 | 1.0084 | 1.0152 | 1.0207 | 1.025 | 1.029 | 1.0328 | 1.0363 | 1.0397 | 1.0427 | 1.0452 | 1.0474 | 1.0494 | 1.0511 | 1.0528 | 1.0545 | 1.0562 | 1.0578 | 1.0594 | 1.0608 | 1.0622 | 1.0634 | 1.0645 | 1.0654 | 1.0661 | 1.0667 | 1.0672 | 1.0677 | 1.0681 | 1.0684 | 1.0687 | 1.0691 | 1.0694 | 1.0699 | 1.0699
40.001 | 0.96475 | 0.97908 | 0.99162 | 1.0006 | 1.0084 | 1.0152 | 1.0207 | 1.025 | 1.029 | 1.0328 | 1.0363 | 1.0397 | 1.0427 | 1.0452 | 1.0474 | 1.0494 | 1.0511 | 1.0528 | 1.0545 | 1.0562 | 1.0578 | 1.0594 | 1.0608 | 1.0622 | 1.0634 | 1.0645 | 1.0654 | 1.0661 | 1.0667 | 1.0672 | 1.0677 | 1.0681 | 1.0684 | 1.0687 | 1.0691 | 1.0694 | 1.0699 | 1.0699
Enhanced Dynamic Wedge Factors | bar: Y Jaw 4 to Y Jaw 9
Fixed Jaw | Y Jaw 4: EDW60; Y Jaw 5: EDW45; Y Jaw 6: EDW30; Y Jaw 7: EDW25; Y Jaw 8: EDW20; Y Jaw 9: EDW15; Y Jaw 10: EDW10
0 | Y Jaw 4: 1.0495; Y Jaw 5: 1.0273; Y Jaw 6: 1.0155; Y Jaw 7: 1.0126; Y Jaw 8: 1.0099; Y Jaw 9: 1.0073; Y Jaw 10: 1.0049
0.1 | Y Jaw 4: 1.0397; Y Jaw 5: 1.0219; Y Jaw 6: 1.0124; Y Jaw 7: 1.0101; Y Jaw 8: 1.008; Y Jaw 9: 1.0059; Y Jaw 10: 1.004
0.2 | Y Jaw 4: 1.0301; Y Jaw 5: 1.0165; Y Jaw 6: 1.0093; Y Jaw 7: 1.0077; Y Jaw 8: 1.0061; Y Jaw 9: 1.0045; Y Jaw 10: 1.0031
0.3 | Y Jaw 4: 1.0206; Y Jaw 5: 1.0111; Y Jaw 6: 1.0063; Y Jaw 7: 1.0052; Y Jaw 8: 1.0041; Y Jaw 9: 1.0031; Y Jaw 10: 1.0022
0.4 | Y Jaw 4: 1.0111; Y Jaw 5: 1.0058; Y Jaw 6: 1.0032; Y Jaw 7: 1.0027; Y Jaw 8: 1.0022; Y Jaw 9: 1.0016; Y Jaw 10: 1.0012
0.5 | Y Jaw 4: 1.0018; Y Jaw 5: 1.0004; Y Jaw 6: 1.0001; Y Jaw 7: 1.0002; Y Jaw 8: 1.0003; Y Jaw 9: 1.0002; Y Jaw 10: 1.0003
0.6 | Y Jaw 4: 0.9925; Y Jaw 5: 0.99501; Y Jaw 6: 0.99698; Y Jaw 7: 0.9977; Y Jaw 8: 0.9983; Y Jaw 9: 0.99875; Y Jaw 10: 0.99934
0.7 | Y Jaw 4: 0.98331; Y Jaw 5: 0.98965; Y Jaw 6: 0.99386; Y Jaw 7: 0.99518; Y Jaw 8: 0.99633; Y Jaw 9: 0.9973; Y Jaw 10: 0.99838
0.8 | Y Jaw 4: 0.97421; Y Jaw 5: 0.9843; Y Jaw 6: 0.99074; Y Jaw 7: 0.99265; Y Jaw 8: 0.99435; Y Jaw 9: 0.99584; Y Jaw 10: 0.99741
0.9 | Y Jaw 4: 0.96519; Y Jaw 5: 0.97896; Y Jaw 6: 0.98761; Y Jaw 7: 0.99011; Y Jaw 8: 0.99235; Y Jaw 9: 0.99437; Y Jaw 10: 0.99644
1 | Y Jaw 4: 0.95626; Y Jaw 5: 0.97362; Y Jaw 6: 0.98446; Y Jaw 7: 0.98755; Y Jaw 8: 0.99035; Y Jaw 9: 0.99289; Y Jaw 10: 0.99546
1.1 | Y Jaw 4: 0.9474; Y Jaw 5: 0.9683; Y Jaw 6: 0.98131; Y Jaw 7: 0.98499; Y Jaw 8: 0.98834; Y Jaw 9: 0.9914; Y Jaw 10: 0.99448
1.2 | Y Jaw 4: 0.93863; Y Jaw 5: 0.96298; Y Jaw 6: 0.97815; Y Jaw 7: 0.98242; Y Jaw 8: 0.98632; Y Jaw 9: 0.9899; Y Jaw 10: 0.99348
1.3 | Y Jaw 4: 0.92995; Y Jaw 5: 0.95767; Y Jaw 6: 0.97498; Y Jaw 7: 0.97984; Y Jaw 8: 0.98428; Y Jaw 9: 0.98839; Y Jaw 10: 0.99248
1.4 | Y Jaw 4: 0.92134; Y Jaw 5: 0.95237; Y Jaw 6: 0.9718; Y Jaw 7: 0.97724; Y Jaw 8: 0.98224; Y Jaw 9: 0.98687; Y Jaw 10: 0.99148
1.5 | Y Jaw 4: 0.91281; Y Jaw 5: 0.94709; Y Jaw 6: 0.96862; Y Jaw 7: 0.97464; Y Jaw 8: 0.98018; Y Jaw 9: 0.98534; Y Jaw 10: 0.99046
1.6 | Y Jaw 4: 0.90436; Y Jaw 5: 0.94181; Y Jaw 6: 0.96542; Y Jaw 7: 0.97202; Y Jaw 8: 0.97812; Y Jaw 9: 0.9838; Y Jaw 10: 0.98944
1.7 | Y Jaw 4: 0.89599; Y Jaw 5: 0.93654; Y Jaw 6: 0.96222; Y Jaw 7: 0.9694; Y Jaw 8: 0.97604; Y Jaw 9: 0.98226; Y Jaw 10: 0.98841
1.8 | Y Jaw 4: 0.88769; Y Jaw 5: 0.93128; Y Jaw 6: 0.959; Y Jaw 7: 0.96676; Y Jaw 8: 0.97395; Y Jaw 9: 0.9807; Y Jaw 10: 0.98737
1.9 | Y Jaw 4: 0.87948; Y Jaw 5: 0.92603; Y Jaw 6: 0.95578; Y Jaw 7: 0.96412; Y Jaw 8: 0.97186; Y Jaw 9: 0.97914; Y Jaw 10: 0.98632
2 | Y Jaw 4: 0.87133; Y Jaw 5: 0.9208; Y Jaw 6: 0.95255; Y Jaw 7: 0.96146; Y Jaw 8: 0.96975; Y Jaw 9: 0.97756; Y Jaw 10: 0.98527
2.1 | Y Jaw 4: 0.86327; Y Jaw 5: 0.91557; Y Jaw 6: 0.94931; Y Jaw 7: 0.9588; Y Jaw 8: 0.96763; Y Jaw 9: 0.97597; Y Jaw 10: 0.98421
2.2 | Y Jaw 4: 0.85528; Y Jaw 5: 0.91035; Y Jaw 6: 0.94607; Y Jaw 7: 0.95612; Y Jaw 8: 0.96551; Y Jaw 9: 0.97438; Y Jaw 10: 0.98314
2.3 | Y Jaw 4: 0.84736; Y Jaw 5: 0.90515; Y Jaw 6: 0.94281; Y Jaw 7: 0.95343; Y Jaw 8: 0.96337; Y Jaw 9: 0.97278; Y Jaw 10: 0.98207
2.4 | Y Jaw 4: 0.83952; Y Jaw 5: 0.89996; Y Jaw 6: 0.93955; Y Jaw 7: 0.95074; Y Jaw 8: 0.96122; Y Jaw 9: 0.97116; Y Jaw 10: 0.98099
2.5 | Y Jaw 4: 0.83174; Y Jaw 5: 0.89477; Y Jaw 6: 0.93628; Y Jaw 7: 0.94803; Y Jaw 8: 0.95906; Y Jaw 9: 0.96954; Y Jaw 10: 0.9799
2.6 | Y Jaw 4: 0.82405; Y Jaw 5: 0.8896; Y Jaw 6: 0.93301; Y Jaw 7: 0.94532; Y Jaw 8: 0.95689; Y Jaw 9: 0.9679; Y Jaw 10: 0.9788
2.7 | Y Jaw 4: 0.81642; Y Jaw 5: 0.88445; Y Jaw 6: 0.92972; Y Jaw 7: 0.9426; Y Jaw 8: 0.95471; Y Jaw 9: 0.96626; Y Jaw 10: 0.97769
2.8 | Y Jaw 4: 0.80886; Y Jaw 5: 0.8793; Y Jaw 6: 0.92643; Y Jaw 7: 0.93986; Y Jaw 8: 0.95252; Y Jaw 9: 0.96461; Y Jaw 10: 0.97658
2.9 | Y Jaw 4: 0.80137; Y Jaw 5: 0.87417; Y Jaw 6: 0.92313; Y Jaw 7: 0.93712; Y Jaw 8: 0.95032; Y Jaw 9: 0.96295; Y Jaw 10: 0.97545
3 | Y Jaw 4: 0.79395; Y Jaw 5: 0.86905; Y Jaw 6: 0.91983; Y Jaw 7: 0.93437; Y Jaw 8: 0.94811; Y Jaw 9: 0.96127; Y Jaw 10: 0.97432
3.1 | Y Jaw 4: 0.7866; Y Jaw 5: 0.86394; Y Jaw 6: 0.91652; Y Jaw 7: 0.9316; Y Jaw 8: 0.94589; Y Jaw 9: 0.95959; Y Jaw 10: 0.97319
3.2 | Y Jaw 4: 0.77932; Y Jaw 5: 0.85884; Y Jaw 6: 0.9132; Y Jaw 7: 0.92883; Y Jaw 8: 0.94365; Y Jaw 9: 0.9579; Y Jaw 10: 0.97204
3.3 | Y Jaw 4: 0.77211; Y Jaw 5: 0.85376; Y Jaw 6: 0.90987; Y Jaw 7: 0.92605; Y Jaw 8: 0.94141; Y Jaw 9: 0.9562; Y Jaw 10: 0.97089
3.4 | Y Jaw 4: 0.76496; Y Jaw 5: 0.84869; Y Jaw 6: 0.90654; Y Jaw 7: 0.92326; Y Jaw 8: 0.93916; Y Jaw 9: 0.95449; Y Jaw 10: 0.96973
3.5 | Y Jaw 4: 0.75788; Y Jaw 5: 0.84363; Y Jaw 6: 0.9032; Y Jaw 7: 0.92046; Y Jaw 8: 0.9369; Y Jaw 9: 0.95277; Y Jaw 10: 0.96856
3.6 | Y Jaw 4: 0.75086; Y Jaw 5: 0.83859; Y Jaw 6: 0.89985; Y Jaw 7: 0.91766; Y Jaw 8: 0.93463; Y Jaw 9: 0.95104; Y Jaw 10: 0.96738
3.7 | Y Jaw 4: 0.74391; Y Jaw 5: 0.83356; Y Jaw 6: 0.8965; Y Jaw 7: 0.91484; Y Jaw 8: 0.93235; Y Jaw 9: 0.94929; Y Jaw 10: 0.96619
3.8 | Y Jaw 4: 0.73703; Y Jaw 5: 0.82855; Y Jaw 6: 0.89314; Y Jaw 7: 0.91201; Y Jaw 8: 0.93005; Y Jaw 9: 0.94754; Y Jaw 10: 0.965
3.9 | Y Jaw 4: 0.73021; Y Jaw 5: 0.82355; Y Jaw 6: 0.88978; Y Jaw 7: 0.90918; Y Jaw 8: 0.92775; Y Jaw 9: 0.94578; Y Jaw 10: 0.9638
4 | Y Jaw 4: 0.72273; Y Jaw 5: 0.81777; Y Jaw 6: 0.88579; Y Jaw 7: 0.90585; Y Jaw 8: 0.92501; Y Jaw 9: 0.94368; Y Jaw 10: 0.9624
4.1 | Y Jaw 4: 0.71614; Y Jaw 5: 0.81286; Y Jaw 6: 0.88246; Y Jaw 7: 0.90303; Y Jaw 8: 0.92272; Y Jaw 9: 0.94193; Y Jaw 10: 0.9612
4.2 | Y Jaw 4: 0.7096; Y Jaw 5: 0.80797; Y Jaw 6: 0.87913; Y Jaw 7: 0.90021; Y Jaw 8: 0.92043; Y Jaw 9: 0.94017; Y Jaw 10: 0.95999
4.3 | Y Jaw 4: 0.70311; Y Jaw 5: 0.80309; Y Jaw 6: 0.87579; Y Jaw 7: 0.89738; Y Jaw 8: 0.91812; Y Jaw 9: 0.9384; Y Jaw 10: 0.95877
4.4 | Y Jaw 4: 0.69667; Y Jaw 5: 0.79824; Y Jaw 6: 0.87246; Y Jaw 7: 0.89455; Y Jaw 8: 0.91581; Y Jaw 9: 0.93662; Y Jaw 10: 0.95755
4.5 | Y Jaw 4: 0.69029; Y Jaw 5: 0.7934; Y Jaw 6: 0.86912; Y Jaw 7: 0.89171; Y Jaw 8: 0.91349; Y Jaw 9: 0.93483; Y Jaw 10: 0.95631
4.6 | Y Jaw 4: 0.68397; Y Jaw 5: 0.78858; Y Jaw 6: 0.86578; Y Jaw 7: 0.88887; Y Jaw 8: 0.91116; Y Jaw 9: 0.93304; Y Jaw 10: 0.95507
4.7 | Y Jaw 4: 0.67769; Y Jaw 5: 0.78378; Y Jaw 6: 0.86244; Y Jaw 7: 0.88602; Y Jaw 8: 0.90883; Y Jaw 9: 0.93123; Y Jaw 10: 0.95382
4.8 | Y Jaw 4: 0.67148; Y Jaw 5: 0.779; Y Jaw 6: 0.8591; Y Jaw 7: 0.88317; Y Jaw 8: 0.90649; Y Jaw 9: 0.92942; Y Jaw 10: 0.95256
4.9 | Y Jaw 4: 0.66531; Y Jaw 5: 0.77424; Y Jaw 6: 0.85576; Y Jaw 7: 0.88031; Y Jaw 8: 0.90414; Y Jaw 9: 0.9276; Y Jaw 10: 0.9513
5 | Y Jaw 4: 0.6592; Y Jaw 5: 0.7695; Y Jaw 6: 0.85242; Y Jaw 7: 0.87745; Y Jaw 8: 0.90178; Y Jaw 9: 0.92577; Y Jaw 10: 0.95003
5.1 | Y Jaw 4: 0.65314; Y Jaw 5: 0.76477; Y Jaw 6: 0.84908; Y Jaw 7: 0.87458; Y Jaw 8: 0.89941; Y Jaw 9: 0.92393; Y Jaw 10: 0.94875
5.2 | Y Jaw 4: 0.64714; Y Jaw 5: 0.76007; Y Jaw 6: 0.84573; Y Jaw 7: 0.87171; Y Jaw 8: 0.89704; Y Jaw 9: 0.92209; Y Jaw 10: 0.94746
5.3 | Y Jaw 4: 0.64119; Y Jaw 5: 0.75538; Y Jaw 6: 0.84239; Y Jaw 7: 0.86883; Y Jaw 8: 0.89466; Y Jaw 9: 0.92023; Y Jaw 10: 0.94616
5.4 | Y Jaw 4: 0.63529; Y Jaw 5: 0.75071; Y Jaw 6: 0.83904; Y Jaw 7: 0.86595; Y Jaw 8: 0.89227; Y Jaw 9: 0.91837; Y Jaw 10: 0.94486
5.5 | Y Jaw 4: 0.62945; Y Jaw 5: 0.74606; Y Jaw 6: 0.83569; Y Jaw 7: 0.86306; Y Jaw 8: 0.88988; Y Jaw 9: 0.9165; Y Jaw 10: 0.94354
5.6 | Y Jaw 4: 0.62366; Y Jaw 5: 0.74143; Y Jaw 6: 0.83234; Y Jaw 7: 0.86017; Y Jaw 8: 0.88747; Y Jaw 9: 0.91462; Y Jaw 10: 0.94222
5.7 | Y Jaw 4: 0.61793; Y Jaw 5: 0.73682; Y Jaw 6: 0.82899; Y Jaw 7: 0.85728; Y Jaw 8: 0.88506; Y Jaw 9: 0.91273; Y Jaw 10: 0.94089
5.8 | Y Jaw 4: 0.61225; Y Jaw 5: 0.73223; Y Jaw 6: 0.82564; Y Jaw 7: 0.85438; Y Jaw 8: 0.88264; Y Jaw 9: 0.91083; Y Jaw 10: 0.93956
5.9 | Y Jaw 4: 0.60662; Y Jaw 5: 0.72765; Y Jaw 6: 0.82229; Y Jaw 7: 0.85147; Y Jaw 8: 0.88022; Y Jaw 9: 0.90893; Y Jaw 10: 0.93821
6 | Y Jaw 4: 0.60105; Y Jaw 5: 0.7231; Y Jaw 6: 0.81893; Y Jaw 7: 0.84856; Y Jaw 8: 0.87778; Y Jaw 9: 0.90701; Y Jaw 10: 0.93686
6.1 | Y Jaw 4: 0.59553; Y Jaw 5: 0.71856; Y Jaw 6: 0.81558; Y Jaw 7: 0.84564; Y Jaw 8: 0.87534; Y Jaw 9: 0.90509; Y Jaw 10: 0.9355
6.2 | Y Jaw 4: 0.59006; Y Jaw 5: 0.71404; Y Jaw 6: 0.81222; Y Jaw 7: 0.84272; Y Jaw 8: 0.87289; Y Jaw 9: 0.90316; Y Jaw 10: 0.93413
6.3 | Y Jaw 4: 0.58465; Y Jaw 5: 0.70954; Y Jaw 6: 0.80886; Y Jaw 7: 0.8398; Y Jaw 8: 0.87044; Y Jaw 9: 0.90122; Y Jaw 10: 0.93276
6.4 | Y Jaw 4: 0.57929; Y Jaw 5: 0.70506; Y Jaw 6: 0.8055; Y Jaw 7: 0.83687; Y Jaw 8: 0.86797; Y Jaw 9: 0.89927; Y Jaw 10: 0.93137
6.5 | Y Jaw 4: 0.57399; Y Jaw 5: 0.7006; Y Jaw 6: 0.80214; Y Jaw 7: 0.83393; Y Jaw 8: 0.8655; Y Jaw 9: 0.89732; Y Jaw 10: 0.92998
6.6 | Y Jaw 4: 0.56874; Y Jaw 5: 0.69615; Y Jaw 6: 0.79878; Y Jaw 7: 0.831; Y Jaw 8: 0.86302; Y Jaw 9: 0.89535; Y Jaw 10: 0.92858
6.7 | Y Jaw 4: 0.56354; Y Jaw 5: 0.69173; Y Jaw 6: 0.79542; Y Jaw 7: 0.82805; Y Jaw 8: 0.86053; Y Jaw 9: 0.89338; Y Jaw 10: 0.92717
6.8 | Y Jaw 4: 0.5584; Y Jaw 5: 0.68732; Y Jaw 6: 0.79206; Y Jaw 7: 0.8251; Y Jaw 8: 0.85804; Y Jaw 9: 0.8914; Y Jaw 10: 0.92576
6.9 | Y Jaw 4: 0.55331; Y Jaw 5: 0.68293; Y Jaw 6: 0.78869; Y Jaw 7: 0.82215; Y Jaw 8: 0.85554; Y Jaw 9: 0.88941; Y Jaw 10: 0.92433
7 | Y Jaw 4: 0.54828; Y Jaw 5: 0.67856; Y Jaw 6: 0.78533; Y Jaw 7: 0.81919; Y Jaw 8: 0.85303; Y Jaw 9: 0.88741; Y Jaw 10: 0.9229
7.1 | Y Jaw 4: 0.5433; Y Jaw 5: 0.67421; Y Jaw 6: 0.78196; Y Jaw 7: 0.81622; Y Jaw 8: 0.85051; Y Jaw 9: 0.8854; Y Jaw 10: 0.92146
7.2 | Y Jaw 4: 0.53837; Y Jaw 5: 0.66988; Y Jaw 6: 0.77859; Y Jaw 7: 0.81326; Y Jaw 8: 0.84798; Y Jaw 9: 0.88338; Y Jaw 10: 0.92001
7.3 | Y Jaw 4: 0.5335; Y Jaw 5: 0.66557; Y Jaw 6: 0.77522; Y Jaw 7: 0.81028; Y Jaw 8: 0.84545; Y Jaw 9: 0.88136; Y Jaw 10: 0.91856
7.4 | Y Jaw 4: 0.52868; Y Jaw 5: 0.66127; Y Jaw 6: 0.77185; Y Jaw 7: 0.8073; Y Jaw 8: 0.84291; Y Jaw 9: 0.87933; Y Jaw 10: 0.91709
7.5 | Y Jaw 4: 0.52391; Y Jaw 5: 0.657; Y Jaw 6: 0.76848; Y Jaw 7: 0.80432; Y Jaw 8: 0.84036; Y Jaw 9: 0.87729; Y Jaw 10: 0.91562
7.6 | Y Jaw 4: 0.5192; Y Jaw 5: 0.65274; Y Jaw 6: 0.76511; Y Jaw 7: 0.80133; Y Jaw 8: 0.83781; Y Jaw 9: 0.87524; Y Jaw 10: 0.91414
7.7 | Y Jaw 4: 0.51454; Y Jaw 5: 0.6485; Y Jaw 6: 0.76173; Y Jaw 7: 0.79834; Y Jaw 8: 0.83525; Y Jaw 9: 0.87318; Y Jaw 10: 0.91265
7.8 | Y Jaw 4: 0.50994; Y Jaw 5: 0.64428; Y Jaw 6: 0.75836; Y Jaw 7: 0.79534; Y Jaw 8: 0.83268; Y Jaw 9: 0.87111; Y Jaw 10: 0.91116
7.9 | Y Jaw 4: 0.50539; Y Jaw 5: 0.64008; Y Jaw 6: 0.75498; Y Jaw 7: 0.79234; Y Jaw 8: 0.8301; Y Jaw 9: 0.86903; Y Jaw 10: 0.90966
8 | Y Jaw 4: 0.50089; Y Jaw 5: 0.6359; Y Jaw 6: 0.7516; Y Jaw 7: 0.78933; Y Jaw 8: 0.82751; Y Jaw 9: 0.86695; Y Jaw 10: 0.90814
8.1 | Y Jaw 4: 0.49645; Y Jaw 5: 0.63174; Y Jaw 6: 0.74822; Y Jaw 7: 0.78632; Y Jaw 8: 0.82492; Y Jaw 9: 0.86486; Y Jaw 10: 0.90663
8.2 | Y Jaw 4: 0.49206; Y Jaw 5: 0.62759; Y Jaw 6: 0.74484; Y Jaw 7: 0.7833; Y Jaw 8: 0.82232; Y Jaw 9: 0.86276; Y Jaw 10: 0.9051
8.3 | Y Jaw 4: 0.48772; Y Jaw 5: 0.62347; Y Jaw 6: 0.74146; Y Jaw 7: 0.78028; Y Jaw 8: 0.81971; Y Jaw 9: 0.86065; Y Jaw 10: 0.90356
8.4 | Y Jaw 4: 0.48344; Y Jaw 5: 0.61936; Y Jaw 6: 0.73808; Y Jaw 7: 0.77725; Y Jaw 8: 0.81709; Y Jaw 9: 0.85853; Y Jaw 10: 0.90202
8.5 | Y Jaw 4: 0.47922; Y Jaw 5: 0.61527; Y Jaw 6: 0.7347; Y Jaw 7: 0.77422; Y Jaw 8: 0.81447; Y Jaw 9: 0.8564; Y Jaw 10: 0.90047
8.6 | Y Jaw 4: 0.47504; Y Jaw 5: 0.6112; Y Jaw 6: 0.73131; Y Jaw 7: 0.77118; Y Jaw 8: 0.81184; Y Jaw 9: 0.85427; Y Jaw 10: 0.89891
8.7 | Y Jaw 4: 0.47092; Y Jaw 5: 0.60715; Y Jaw 6: 0.72793; Y Jaw 7: 0.76814; Y Jaw 8: 0.8092; Y Jaw 9: 0.85213; Y Jaw 10: 0.89734
8.8 | Y Jaw 4: 0.46686; Y Jaw 5: 0.60312; Y Jaw 6: 0.72454; Y Jaw 7: 0.7651; Y Jaw 8: 0.80655; Y Jaw 9: 0.84997; Y Jaw 10: 0.89577
8.9 | Y Jaw 4: 0.46284; Y Jaw 5: 0.5991; Y Jaw 6: 0.72115; Y Jaw 7: 0.76204; Y Jaw 8: 0.8039; Y Jaw 9: 0.84781; Y Jaw 10: 0.89419
9 | Y Jaw 4: 0.45889; Y Jaw 5: 0.59511; Y Jaw 6: 0.71776; Y Jaw 7: 0.75899; Y Jaw 8: 0.80124; Y Jaw 9: 0.84565; Y Jaw 10: 0.8926
9.1 | Y Jaw 4: 0.45498; Y Jaw 5: 0.59113; Y Jaw 6: 0.71437; Y Jaw 7: 0.75593; Y Jaw 8: 0.79857; Y Jaw 9: 0.84347; Y Jaw 10: 0.891
9.2 | Y Jaw 4: 0.45113; Y Jaw 5: 0.58717; Y Jaw 6: 0.71098; Y Jaw 7: 0.75286; Y Jaw 8: 0.79589; Y Jaw 9: 0.84128; Y Jaw 10: 0.88939
9.3 | Y Jaw 4: 0.44733; Y Jaw 5: 0.58323; Y Jaw 6: 0.70759; Y Jaw 7: 0.74979; Y Jaw 8: 0.79321; Y Jaw 9: 0.83909; Y Jaw 10: 0.88778
9.4 | Y Jaw 4: 0.44359; Y Jaw 5: 0.57931; Y Jaw 6: 0.70419; Y Jaw 7: 0.74671; Y Jaw 8: 0.79051; Y Jaw 9: 0.83689; Y Jaw 10: 0.88615
9.5 | Y Jaw 4: 0.4399; Y Jaw 5: 0.57541; Y Jaw 6: 0.7008; Y Jaw 7: 0.74363; Y Jaw 8: 0.78781; Y Jaw 9: 0.83467; Y Jaw 10: 0.88452
9.6 | Y Jaw 4: 0.43627; Y Jaw 5: 0.57153; Y Jaw 6: 0.6974; Y Jaw 7: 0.74055; Y Jaw 8: 0.78511; Y Jaw 9: 0.83245; Y Jaw 10: 0.88288
9.7 | Y Jaw 4: 0.43269; Y Jaw 5: 0.56767; Y Jaw 6: 0.694; Y Jaw 7: 0.73746; Y Jaw 8: 0.78239; Y Jaw 9: 0.83023; Y Jaw 10: 0.88124
9.8 | Y Jaw 4: 0.42916; Y Jaw 5: 0.56382; Y Jaw 6: 0.6906; Y Jaw 7: 0.73436; Y Jaw 8: 0.77967; Y Jaw 9: 0.82799; Y Jaw 10: 0.87958
9.9 | Y Jaw 4: 0.42568; Y Jaw 5: 0.55999; Y Jaw 6: 0.6872; Y Jaw 7: 0.73126; Y Jaw 8: 0.77694; Y Jaw 9: 0.82574; Y Jaw 10: 0.87792
10 | Y Jaw 4: 0.42226; Y Jaw 5: 0.55618; Y Jaw 6: 0.6838; Y Jaw 7: 0.72816; Y Jaw 8: 0.7742; Y Jaw 9: 0.82349; Y Jaw 10: 0.87625
10.001 | Y Jaw 4: 0.42226; Y Jaw 5: 0.55618; Y Jaw 6: 0.6838; Y Jaw 7: 0.72816; Y Jaw 8: 0.7742; Y Jaw 9: 0.82349; Y Jaw 10: 0.87625
Peak Scatter Factor | bar: Y Jaw 4 to Y Jaw 6
Equivalent Field Size | Y Jaw 4: PSF
4 | Y Jaw 4: 0.9722; Y Jaw 6: Note: Currently all machines use the same 6 MV PSF
5 | Y Jaw 4: 0.97852
6 | Y Jaw 4: 0.98398
7 | Y Jaw 4: 0.98874
8 | Y Jaw 4: 0.99291
9 | Y Jaw 4: 0.99664
10 | Y Jaw 4: 0.99999
11 | Y Jaw 4: 1.003
12 | Y Jaw 4: 1.0058
13 | Y Jaw 4: 1.0083
14 | Y Jaw 4: 1.0106
15 | Y Jaw 4: 1.0127
16 | Y Jaw 4: 1.0147
17 | Y Jaw 4: 1.0166
18 | Y Jaw 4: 1.0183
19 | Y Jaw 4: 1.0199
20 | Y Jaw 4: 1.0214
21 | Y Jaw 4: 1.0228
22 | Y Jaw 4: 1.0241
23 | Y Jaw 4: 1.0253
24 | Y Jaw 4: 1.0265
25 | Y Jaw 4: 1.0276
26 | Y Jaw 4: 1.0287
27 | Y Jaw 4: 1.0296
28 | Y Jaw 4: 1.0306
29 | Y Jaw 4: 1.0315
30 | Y Jaw 4: 1.0323
31 | Y Jaw 4: 1.0331
32 | Y Jaw 4: 1.0339
33 | Y Jaw 4: 1.0346
34 | Y Jaw 4: 1.0353
35 | Y Jaw 4: 1.036
36 | Y Jaw 4: 1.0366
37 | Y Jaw 4: 1.0372
38 | Y Jaw 4: 1.0378
39 | Y Jaw 4: 1.0383
40 | Y Jaw 4: 1.0388
41 | Y Jaw 4: 1.0393
42 | Y Jaw 4: 1.0398
43 | Y Jaw 4: 1.0403
44 | Y Jaw 4: 1.0407
45 | Y Jaw 4: 1.0411
46 | Y Jaw 4: 1.0415
47 | Y Jaw 4: 1.0419
48 | Y Jaw 4: 1.0423
49 | Y Jaw 4: 1.0426
50 | Y Jaw 4: 1.043
51 | Y Jaw 4: 1.0433
52 | Y Jaw 4: 1.0436
53 | Y Jaw 4: 1.0439
54 | Y Jaw 4: 1.0442
55 | Y Jaw 4: 1.0444
56 | Y Jaw 4: 1.0447
57 | Y Jaw 4: 1.0449
58 | Y Jaw 4: 1.0452
59 | Y Jaw 4: 1.0454
59.001 | Y Jaw 4: 1.0454
ROF | bar: Y Jaw 4 to Y Jaw 6
Y Jaw
X Jaw | 4 | 5 | 6 | 7 | 8 | 9 | 10 | 11 | 12 | 13 | 14 | 15 | 16 | 17 | 18 | 19 | 20 | 21 | 22 | 23 | 24 | 25 | 26 | 27 | 28 | 29 | 30 | 31 | 32 | 33 | 34 | 35 | 36 | 37 | 38 | 39 | 40 | 40.001
4 | 0.9573 | 0.96369 | 0.96975 | 0.97344 | 0.9758 | 0.97852 | 0.98043 | 0.9816 | 0.98255 | 0.98338 | 0.98418 | 0.98505 | 0.98586 | 0.98643 | 0.98684 | 0.98719 | 0.98754 | 0.98792 | 0.98828 | 0.98862 | 0.98895 | 0.98926 | 0.98956 | 0.98986 | 0.99015 | 0.99045 | 0.99075 | 0.99102 | 0.99124 | 0.99141 | 0.99155 | 0.99166 | 0.99176 | 0.99184 | 0.99194 | 0.99204 | 0.99217 | 0.99217
5 | 0.96013 | 0.96693 | 0.97398 | 0.97788 | 0.98077 | 0.98357 | 0.98574 | 0.98716 | 0.98833 | 0.98935 | 0.99073 | 0.99196 | 0.99291 | 0.99357 | 0.9936 | 0.9938 | 0.99407 | 0.99437 | 0.99465 | 0.99491 | 0.99509 | 0.99515 | 0.99512 | 0.99513 | 0.99511 | 0.99526 | 0.99554 | 0.99584 | 0.99623 | 0.99681 | 0.99751 | 0.99817 | 0.99865 | 0.99897 | 0.9992 | 0.99943 | 0.99969 | 0.99969
6 | 0.96299 | 0.97086 | 0.97794 | 0.98203 | 0.98505 | 0.98828 | 0.99075 | 0.99251 | 0.99412 | 0.99556 | 0.99681 | 0.99786 | 0.99866 | 0.9992 | 0.99955 | 0.9998 | 1 | 1.0001 | 1.0002 | 1.0001 | 1 | 0.99991 | 0.99978 | 0.99979 | 0.99991 | 1.0001 | 1.0004 | 1.0007 | 1.001 | 1.0014 | 1.002 | 1.0026 | 1.0034 | 1.0044 | 1.0052 | 1.0059 | 1.0064 | 1.0064
7 | 0.96514 | 0.97326 | 0.98041 | 0.98452 | 0.98785 | 0.99148 | 0.9945 | 0.99615 | 0.99765 | 0.99906 | 1.0003 | 1.0013 | 1.0023 | 1.0031 | 1.0036 | 1.004 | 1.0043 | 1.0044 | 1.0044 | 1.0044 | 1.0043 | 1.0044 | 1.0044 | 1.0045 | 1.0047 | 1.0049 | 1.0051 | 1.0055 | 1.0058 | 1.0062 | 1.0066 | 1.0071 | 1.0077 | 1.0083 | 1.0091 | 1.01 | 1.0108 | 1.0108
8 | 0.96655 | 0.97498 | 0.98221 | 0.98656 | 0.99004 | 0.99409 | 0.99715 | 0.99876 | 1.0002 | 1.0016 | 1.0028 | 1.0039 | 1.0049 | 1.0059 | 1.0068 | 1.0074 | 1.0078 | 1.0081 | 1.0083 | 1.0084 | 1.0086 | 1.0087 | 1.0088 | 1.0089 | 1.0091 | 1.0093 | 1.0095 | 1.0099 | 1.0103 | 1.0107 | 1.0111 | 1.0116 | 1.012 | 1.0126 | 1.0131 | 1.0137 | 1.0142 | 1.0142
9 | 0.96746 | 0.97596 | 0.98353 | 0.98819 | 0.99206 | 0.99566 | 0.99891 | 1.0007 | 1.0022 | 1.0035 | 1.0048 | 1.0059 | 1.0069 | 1.0081 | 1.0091 | 1.0097 | 1.0101 | 1.0106 | 1.0111 | 1.0115 | 1.0119 | 1.0122 | 1.0125 | 1.0127 | 1.0129 | 1.0131 | 1.0133 | 1.0137 | 1.0141 | 1.0145 | 1.0149 | 1.0153 | 1.0157 | 1.016 | 1.0162 | 1.0165 | 1.0169 | 1.0169
10 | 0.96797 | 0.9766 | 0.98434 | 0.9896 | 0.99359 | 0.99725 | 1 | 1.0019 | 1.0036 | 1.0051 | 1.0063 | 1.0075 | 1.0085 | 1.0093 | 1.0101 | 1.0108 | 1.0114 | 1.012 | 1.0126 | 1.0131 | 1.0137 | 1.0142 | 1.0147 | 1.0152 | 1.0156 | 1.016 | 1.0164 | 1.0167 | 1.017 | 1.0172 | 1.0174 | 1.0176 | 1.0178 | 1.0179 | 1.0181 | 1.0183 | 1.0185 | 1.0185
11 | 0.96859 | 0.97738 | 0.98508 | 0.99051 | 0.99459 | 0.99826 | 1.001 | 1.0029 | 1.0047 | 1.0062 | 1.0076 | 1.0088 | 1.0098 | 1.0106 | 1.0114 | 1.012 | 1.0126 | 1.0132 | 1.0139 | 1.0146 | 1.0152 | 1.0159 | 1.0165 | 1.0171 | 1.0176 | 1.0181 | 1.0186 | 1.0189 | 1.0192 | 1.0193 | 1.0194 | 1.0195 | 1.0196 | 1.0198 | 1.0199 | 1.02 | 1.0202 | 1.0202
12 | 0.96921 | 0.97807 | 0.98573 | 0.9913 | 0.99545 | 0.99915 | 1.0021 | 1.0039 | 1.0055 | 1.0071 | 1.0085 | 1.0098 | 1.0109 | 1.0118 | 1.0125 | 1.0131 | 1.0137 | 1.0144 | 1.0151 | 1.0157 | 1.0164 | 1.0171 | 1.0178 | 1.0185 | 1.0191 | 1.0197 | 1.0202 | 1.0205 | 1.0209 | 1.0211 | 1.0212 | 1.0213 | 1.0213 | 1.0214 | 1.0215 | 1.0216 | 1.0218 | 1.0218
13 | 0.9698 | 0.97837 | 0.9863 | 0.99184 | 0.99621 | 0.99995 | 1.003 | 1.0049 | 1.0065 | 1.0079 | 1.0093 | 1.0106 | 1.0117 | 1.0127 | 1.0135 | 1.0142 | 1.0148 | 1.0155 | 1.0162 | 1.0169 | 1.0175 | 1.0182 | 1.0188 | 1.0195 | 1.0202 | 1.0208 | 1.0213 | 1.0217 | 1.022 | 1.0224 | 1.0226 | 1.0228 | 1.0229 | 1.0229 | 1.023 | 1.0231 | 1.0233 | 1.0233
14 | 0.97035 | 0.97888 | 0.98679 | 0.99244 | 0.99689 | 1.0008 | 1.0039 | 1.0058 | 1.0074 | 1.0088 | 1.01 | 1.0114 | 1.0125 | 1.0135 | 1.0144 | 1.0151 | 1.0158 | 1.0165 | 1.0172 | 1.0179 | 1.0186 | 1.0192 | 1.0198 | 1.0204 | 1.021 | 1.0216 | 1.0221 | 1.0225 | 1.0229 | 1.0232 | 1.0235 | 1.0238 | 1.024 | 1.0242 | 1.0244 | 1.0245 | 1.0247 | 1.0247
15 | 0.97082 | 0.97937 | 0.98719 | 0.99298 | 0.99751 | 1.0016 | 1.0046 | 1.0066 | 1.0082 | 1.0096 | 1.0109 | 1.0121 | 1.0133 | 1.0143 | 1.0152 | 1.016 | 1.0167 | 1.0174 | 1.0181 | 1.0188 | 1.0195 | 1.0201 | 1.0207 | 1.0213 | 1.0218 | 1.0223 | 1.0228 | 1.0232 | 1.0236 | 1.024 | 1.0243 | 1.0246 | 1.0249 | 1.0252 | 1.0254 | 1.0257 | 1.026 | 1.026
16 | 0.97114 | 0.97973 | 0.98759 | 0.9934 | 0.99801 | 1.0021 | 1.0052 | 1.0072 | 1.0089 | 1.0103 | 1.0116 | 1.0129 | 1.0141 | 1.0152 | 1.0161 | 1.0169 | 1.0177 | 1.0184 | 1.0191 | 1.0198 | 1.0204 | 1.021 | 1.0216 | 1.0221 | 1.0226 | 1.023 | 1.0234 | 1.0238 | 1.0243 | 1.0247 | 1.025 | 1.0254 | 1.0257 | 1.0261 | 1.0264 | 1.0267 | 1.027 | 1.027
17 | 0.97129 | 0.97993 | 0.98801 | 0.99367 | 0.99836 | 1.0025 | 1.0057 | 1.0077 | 1.0095 | 1.011 | 1.0123 | 1.0135 | 1.0149 | 1.0161 | 1.0171 | 1.0179 | 1.0187 | 1.0194 | 1.0201 | 1.0207 | 1.0214 | 1.0219 | 1.0224 | 1.0228 | 1.0232 | 1.0236 | 1.024 | 1.0244 | 1.0248 | 1.0252 | 1.0256 | 1.026 | 1.0264 | 1.0268 | 1.0272 | 1.0275 | 1.0279 | 1.0279
18 | 0.97136 | 0.97992 | 0.98838 | 0.99381 | 0.99859 | 1.0027 | 1.0061 | 1.0081 | 1.0099 | 1.0114 | 1.0129 | 1.0141 | 1.0155 | 1.0167 | 1.0179 | 1.0188 | 1.0195 | 1.0203 | 1.021 | 1.0216 | 1.0221 | 1.0226 | 1.023 | 1.0233 | 1.0237 | 1.0241 | 1.0245 | 1.0249 | 1.0253 | 1.0257 | 1.0261 | 1.0265 | 1.0269 | 1.0273 | 1.0277 | 1.0282 | 1.0286 | 1.0286
19 | 0.97141 | 0.98031 | 0.9886 | 0.99408 | 0.99876 | 1.0031 | 1.0065 | 1.0085 | 1.0103 | 1.0118 | 1.0133 | 1.0146 | 1.016 | 1.0173 | 1.0184 | 1.0195 | 1.0202 | 1.0209 | 1.0216 | 1.0221 | 1.0226 | 1.023 | 1.0235 | 1.0239 | 1.0242 | 1.0246 | 1.025 | 1.0254 | 1.0258 | 1.0262 | 1.0266 | 1.027 | 1.0274 | 1.0278 | 1.0282 | 1.0287 | 1.0291 | 1.0291
20 | 0.97153 | 0.98059 | 0.98861 | 0.99425 | 0.99893 | 1.0034 | 1.0068 | 1.0089 | 1.0106 | 1.0122 | 1.0136 | 1.0149 | 1.0163 | 1.0176 | 1.0188 | 1.0198 | 1.0206 | 1.0213 | 1.022 | 1.0225 | 1.023 | 1.0235 | 1.0239 | 1.0243 | 1.0247 | 1.0251 | 1.0255 | 1.0258 | 1.0262 | 1.0266 | 1.027 | 1.0274 | 1.0278 | 1.0282 | 1.0286 | 1.0291 | 1.0295 | 1.0295
21 | 0.97171 | 0.98065 | 0.98845 | 0.99435 | 0.99913 | 1.0036 | 1.007 | 1.0091 | 1.0109 | 1.0124 | 1.0138 | 1.0152 | 1.0167 | 1.018 | 1.0192 | 1.0202 | 1.0209 | 1.0216 | 1.0222 | 1.0228 | 1.0234 | 1.0239 | 1.0243 | 1.0248 | 1.0251 | 1.0255 | 1.0259 | 1.0262 | 1.0266 | 1.027 | 1.0273 | 1.0277 | 1.0281 | 1.0286 | 1.029 | 1.0294 | 1.0299 | 1.0299
22 | 0.97188 | 0.98075 | 0.98825 | 0.99451 | 0.99937 | 1.0037 | 1.0072 | 1.0094 | 1.0111 | 1.0126 | 1.0141 | 1.0157 | 1.0171 | 1.0185 | 1.0196 | 1.0204 | 1.0211 | 1.0218 | 1.0225 | 1.0231 | 1.0237 | 1.0242 | 1.0247 | 1.0251 | 1.0255 | 1.0259 | 1.0263 | 1.0266 | 1.027 | 1.0273 | 1.0277 | 1.028 | 1.0284 | 1.0289 | 1.0293 | 1.0298 | 1.0302 | 1.0302
23 | 0.97205 | 0.98082 | 0.98802 | 0.99461 | 0.99963 | 1.0039 | 1.0075 | 1.0096 | 1.0113 | 1.0129 | 1.0145 | 1.0162 | 1.0177 | 1.019 | 1.0199 | 1.0206 | 1.0213 | 1.022 | 1.0227 | 1.0233 | 1.0239 | 1.0244 | 1.0249 | 1.0254 | 1.0258 | 1.0262 | 1.0266 | 1.027 | 1.0273 | 1.0277 | 1.028 | 1.0284 | 1.0287 | 1.0291 | 1.0296 | 1.0301 | 1.0305 | 1.0305
24 | 0.97222 | 0.9808 | 0.98777 | 0.99456 | 0.9999 | 1.0041 | 1.0077 | 1.0098 | 1.0116 | 1.0132 | 1.0151 | 1.0167 | 1.0182 | 1.0193 | 1.0201 | 1.0208 | 1.0214 | 1.0222 | 1.0229 | 1.0236 | 1.0241 | 1.0246 | 1.0251 | 1.0256 | 1.0261 | 1.0265 | 1.0269 | 1.0273 | 1.0276 | 1.028 | 1.0283 | 1.0287 | 1.029 | 1.0294 | 1.0298 | 1.0303 | 1.0308 | 1.0308
25 | 0.97238 | 0.98058 | 0.98753 | 0.99442 | 1.0001 | 1.0043 | 1.0079 | 1.01 | 1.0118 | 1.0137 | 1.0156 | 1.0173 | 1.0186 | 1.0195 | 1.0203 | 1.0209 | 1.0215 | 1.0224 | 1.0231 | 1.0238 | 1.0244 | 1.0249 | 1.0254 | 1.0258 | 1.0263 | 1.0267 | 1.0271 | 1.0275 | 1.0279 | 1.0283 | 1.0286 | 1.0289 | 1.0293 | 1.0297 | 1.0301 | 1.0305 | 1.031 | 1.031
26 | 0.97252 | 0.98024 | 0.98729 | 0.99424 | 1.0002 | 1.0046 | 1.008 | 1.0102 | 1.0122 | 1.0142 | 1.0161 | 1.0176 | 1.0188 | 1.0197 | 1.0204 | 1.021 | 1.0217 | 1.0225 | 1.0233 | 1.024 | 1.0246 | 1.0251 | 1.0256 | 1.0261 | 1.0265 | 1.0269 | 1.0273 | 1.0277 | 1.0281 | 1.0285 | 1.0289 | 1.0292 | 1.0296 | 1.0299 | 1.0303 | 1.0307 | 1.0312 | 1.0312
27 | 0.97265 | 0.97999 | 0.98708 | 0.99402 | 1.0002 | 1.0048 | 1.0082 | 1.0104 | 1.0126 | 1.0147 | 1.0164 | 1.0178 | 1.019 | 1.0198 | 1.0205 | 1.0211 | 1.0218 | 1.0226 | 1.0234 | 1.0242 | 1.0248 | 1.0254 | 1.0259 | 1.0263 | 1.0267 | 1.0272 | 1.0276 | 1.0279 | 1.0283 | 1.0287 | 1.0291 | 1.0295 | 1.0298 | 1.0302 | 1.0305 | 1.0309 | 1.0314 | 1.0314
28 | 0.97277 | 0.97983 | 0.98692 | 0.99382 | 1 | 1.005 | 1.0083 | 1.0107 | 1.013 | 1.015 | 1.0166 | 1.018 | 1.0191 | 1.0199 | 1.0206 | 1.0211 | 1.0218 | 1.0227 | 1.0235 | 1.0243 | 1.025 | 1.0256 | 1.0261 | 1.0265 | 1.027 | 1.0274 | 1.0278 | 1.0282 | 1.0286 | 1.0289 | 1.0293 | 1.0297 | 1.03 | 1.0304 | 1.0308 | 1.0312 | 1.0316 | 1.0316
29 | 0.97287 | 0.97976 | 0.98682 | 0.99367 | 0.99987 | 1.005 | 1.0084 | 1.0109 | 1.0132 | 1.0151 | 1.0168 | 1.0181 | 1.0192 | 1.02 | 1.0206 | 1.0212 | 1.0219 | 1.0228 | 1.0236 | 1.0244 | 1.0252 | 1.0258 | 1.0263 | 1.0268 | 1.0272 | 1.0276 | 1.028 | 1.0284 | 1.0288 | 1.0292 | 1.0295 | 1.0299 | 1.0303 | 1.0306 | 1.031 | 1.0314 | 1.0318 | 1.0318
30 | 0.97295 | 0.97979 | 0.98683 | 0.99366 | 0.99984 | 1.0049 | 1.0085 | 1.0111 | 1.0133 | 1.0152 | 1.0168 | 1.0182 | 1.0192 | 1.02 | 1.0207 | 1.0213 | 1.022 | 1.0229 | 1.0237 | 1.0245 | 1.0253 | 1.0259 | 1.0265 | 1.027 | 1.0274 | 1.0279 | 1.0283 | 1.0286 | 1.029 | 1.0294 | 1.0298 | 1.0301 | 1.0305 | 1.0309 | 1.0312 | 1.0316 | 1.032 | 1.032
31 | 0.97301 | 0.97989 | 0.98697 | 0.99383 | 1 | 1.0051 | 1.0086 | 1.0111 | 1.0133 | 1.0152 | 1.0169 | 1.0182 | 1.0192 | 1.0201 | 1.0207 | 1.0213 | 1.022 | 1.0229 | 1.0238 | 1.0246 | 1.0254 | 1.0261 | 1.0267 | 1.0272 | 1.0277 | 1.0281 | 1.0285 | 1.0289 | 1.0293 | 1.0296 | 1.03 | 1.0304 | 1.0307 | 1.0311 | 1.0315 | 1.0319 | 1.0322 | 1.0322
32 | 0.97304 | 0.98008 | 0.98718 | 0.9941 | 1.0003 | 1.0053 | 1.0086 | 1.0111 | 1.0132 | 1.0152 | 1.0168 | 1.0182 | 1.0192 | 1.0201 | 1.0207 | 1.0214 | 1.0221 | 1.023 | 1.0239 | 1.0247 | 1.0255 | 1.0262 | 1.0268 | 1.0274 | 1.0279 | 1.0283 | 1.0287 | 1.0291 | 1.0295 | 1.0299 | 1.0302 | 1.0306 | 1.031 | 1.0314 | 1.0318 | 1.0321 | 1.0323 | 1.0323
33 | 0.97306 | 0.98037 | 0.98746 | 0.99442 | 1.0006 | 1.0052 | 1.0086 | 1.011 | 1.0131 | 1.015 | 1.0167 | 1.0181 | 1.0192 | 1.0201 | 1.0208 | 1.0214 | 1.0221 | 1.0231 | 1.024 | 1.0248 | 1.0256 | 1.0263 | 1.027 | 1.0276 | 1.0281 | 1.0285 | 1.0289 | 1.0293 | 1.0297 | 1.0301 | 1.0305 | 1.0309 | 1.0312 | 1.0316 | 1.0319 | 1.0321 | 1.0324 | 1.0324
34 | 0.97306 | 0.98074 | 0.98778 | 0.99474 | 1.0008 | 1.0051 | 1.0086 | 1.0109 | 1.013 | 1.0149 | 1.0165 | 1.0179 | 1.0191 | 1.0201 | 1.0208 | 1.0214 | 1.0222 | 1.0231 | 1.0241 | 1.0249 | 1.0257 | 1.0265 | 1.0271 | 1.0277 | 1.0282 | 1.0287 | 1.0291 | 1.0295 | 1.0299 | 1.0303 | 1.0307 | 1.0311 | 1.0315 | 1.0318 | 1.032 | 1.0321 | 1.0324 | 1.0324
35 | 0.97304 | 0.98121 | 0.98813 | 0.99505 | 1.0008 | 1.0049 | 1.0085 | 1.0109 | 1.0129 | 1.0148 | 1.0163 | 1.0177 | 1.019 | 1.02 | 1.0208 | 1.0215 | 1.0223 | 1.0232 | 1.0241 | 1.025 | 1.0258 | 1.0266 | 1.0273 | 1.0279 | 1.0284 | 1.0289 | 1.0293 | 1.0298 | 1.0302 | 1.0306 | 1.031 | 1.0314 | 1.0317 | 1.0318 | 1.032 | 1.0321 | 1.0323 | 1.0323
36 | 0.97302 | 0.98158 | 0.98851 | 0.9953 | 1.0006 | 1.0048 | 1.0085 | 1.0108 | 1.0128 | 1.0146 | 1.0163 | 1.0176 | 1.0188 | 1.0199 | 1.0208 | 1.0215 | 1.0223 | 1.0233 | 1.0242 | 1.0251 | 1.0259 | 1.0267 | 1.0274 | 1.028 | 1.0286 | 1.0291 | 1.0295 | 1.03 | 1.0304 | 1.0308 | 1.0312 | 1.0315 | 1.0317 | 1.0318 | 1.0319 | 1.0321 | 1.0323 | 1.0323
37 | 0.973 | 0.98175 | 0.9889 | 0.99547 | 1.0005 | 1.0048 | 1.0084 | 1.0107 | 1.0127 | 1.0145 | 1.0162 | 1.0176 | 1.0187 | 1.0197 | 1.0208 | 1.0216 | 1.0224 | 1.0234 | 1.0243 | 1.0252 | 1.026 | 1.0268 | 1.0275 | 1.0281 | 1.0287 | 1.0293 | 1.0297 | 1.0302 | 1.0306 | 1.031 | 1.0314 | 1.0316 | 1.0317 | 1.0318 | 1.0319 | 1.032 | 1.0322 | 1.0322
38 | 0.97298 | 0.98185 | 0.98928 | 0.99551 | 1.0004 | 1.0048 | 1.0083 | 1.0106 | 1.0127 | 1.0145 | 1.0161 | 1.0176 | 1.0188 | 1.0198 | 1.0207 | 1.0217 | 1.0225 | 1.0235 | 1.0244 | 1.0253 | 1.0261 | 1.0269 | 1.0276 | 1.0283 | 1.0289 | 1.0294 | 1.0299 | 1.0304 | 1.0308 | 1.0312 | 1.0314 | 1.0315 | 1.0316 | 1.0317 | 1.0318 | 1.0319 | 1.0321 | 1.0321
39 | 0.97296 | 0.98193 | 0.98967 | 0.99552 | 1.0003 | 1.0048 | 1.0082 | 1.0106 | 1.0126 | 1.0145 | 1.0161 | 1.0177 | 1.0189 | 1.0199 | 1.0208 | 1.0217 | 1.0226 | 1.0236 | 1.0246 | 1.0254 | 1.0263 | 1.027 | 1.0277 | 1.0284 | 1.029 | 1.0296 | 1.0301 | 1.0306 | 1.0309 | 1.0312 | 1.0314 | 1.0315 | 1.0316 | 1.0317 | 1.0318 | 1.0319 | 1.032 | 1.032
40 | 0.97295 | 0.98206 | 0.99004 | 0.99564 | 1.0004 | 1.0048 | 1.0082 | 1.0105 | 1.0127 | 1.0146 | 1.0163 | 1.0178 | 1.0191 | 1.0201 | 1.021 | 1.0218 | 1.0228 | 1.0238 | 1.0247 | 1.0256 | 1.0264 | 1.0272 | 1.0279 | 1.0286 | 1.0292 | 1.0297 | 1.0302 | 1.0307 | 1.031 | 1.0312 | 1.0314 | 1.0315 | 1.0316 | 1.0317 | 1.0318 | 1.0319 | 1.032 | 1.032
40.001 | 0.97295 | 0.98206 | 0.99004 | 0.99564 | 1.0004 | 1.0048 | 1.0082 | 1.0105 | 1.0127 | 1.0146 | 1.0163 | 1.0178 | 1.0191 | 1.0201 | 1.021 | 1.0218 | 1.0228 | 1.0238 | 1.0247 | 1.0256 | 1.0264 | 1.0272 | 1.0279 | 1.0286 | 1.0292 | 1.0297 | 1.0302 | 1.0307 | 1.031 | 1.0312 | 1.0314 | 1.0315 | 1.0316 | 1.0317 | 1.0318 | 1.0319 | 1.032 | 1.032
Note on A1: CL6 6MV Data is stored in this sheet. Note: To correctly access the data in the last row and column of each table, the table must be extended with the addition of a dummy row and column containing identical data values to the last true row and column. The indexing values for the dummy data should be minutely higher than the maximum values in the true table. For example the maximum TPR depth is 30 cm. An additional row is added below which has the identical TPR data to the depth =30 data but is assigned a depth of 30.001. This is required because the way that the Parameters sheet references the tables to do its interpolation. Values in the dummy rows and columns will not be used for MU calculations. To reduce the number of worksheets all data tables for a given Machine and Energy are located on the same worksheet. Hyperlinks to the different tables are provided at the top of the worksheet for convenience, but are not required for the functioning of the spreadsheet.

## 6MV
[5 empty] | RDF | Enhanced Dynamic Wedge Factors | [5 empty] | Peak Scatter Factor |  |  |  | ROF
Limits
| Min | Max
X1 | -2 | 20
X2 | -2 | 20
Y1 | -10 | 20
Y2 | -10 | 20
X Collimator | 4 | 40
Y Collimator | 4 | 40
Field Size | 4 | 59
Depth | 0 | 30
Effective SAD
Effective SAD | 100
Shielding Factors
Factor
None | 1
MLC | 1
Poured Block | 0.95
Placed Block | 0.97
Slotted Block | 0.98
TPR
Field Size
Depth (cm) | 4 | 5 | 6 | 7 | 8 | 9 | 10 | 11 | 12 | 13 | 14 | 15 | 16 | 17 | 18 | 19 | 20 | 21 | 22 | 23 | 24 | 25 | 26 | 27 | 28 | 29 | 30 | 31 | 32 | 33 | 34 | 35 | 36 | 37 | 38 | 39 | 40 | 41 | 42 | 43 | 44 | 45 | 46 | 47 | 48 | 49 | 50 | 51 | 52 | 53 | 54 | 55 | 56 | 57 | 58 | 59 | 60 | 60.001
0 | 0.080695 | 0.093746 | 0.1066 | 0.11926 | 0.13173 | 0.144 | 0.15607 | 0.16795 | 0.17964 | 0.19113 | 0.20242 | 0.21352 | 0.22443 | 0.23514 | 0.24565 | 0.25597 | 0.2661 | 0.27603 | 0.28576 | 0.2953 | 0.30465 | 0.3138 | 0.32275 | 0.33151 | 0.34008 | 0.34845 | 0.35662 | 0.3646 | 0.37239 | 0.37998 | 0.38737 | 0.39457 | 0.40158 | 0.40839 | 0.415 | 0.42142 | 0.42764 | 0.43364 | 0.43947 | 0.4451 | 0.45054 | 0.45579 | 0.46083 | 0.46569 | 0.47035 | 0.47481 | 0.47908 | 0.48315 | 0.48703 | 0.49071 | 0.49419 | 0.49748 | 0.50058 | 0.50348 | 0.50619 | 0.5087 | 0.51101 | 0.51101
0.5 | 0.79699 | 0.80284 | 0.80855 | 0.81413 | 0.81958 | 0.8249 | 0.83008 | 0.83513 | 0.84005 | 0.84483 | 0.84949 | 0.85401 | 0.85839 | 0.86265 | 0.86677 | 0.87076 | 0.87462 | 0.87835 | 0.88194 | 0.8854 | 0.88873 | 0.89192 | 0.89499 | 0.89792 | 0.90071 | 0.90338 | 0.90591 | 0.90831 | 0.91058 | 0.91272 | 0.91472 | 0.91659 | 0.91833 | 0.91993 | 0.92141 | 0.92275 | 0.92395 | 0.92674 | 0.92792 | 0.92898 | 0.92992 | 0.93074 | 0.93143 | 0.93201 | 0.93246 | 0.9328 | 0.93301 | 0.9331 | 0.93307 | 0.93291 | 0.93264 | 0.93224 | 0.93173 | 0.93109 | 0.93033 | 0.92945 | 0.92844 | 0.92844
1 | 0.96201 | 0.96363 | 0.96521 | 0.96675 | 0.96825 | 0.96972 | 0.97114 | 0.97252 | 0.97387 | 0.97517 | 0.97644 | 0.97767 | 0.97886 | 0.98 | 0.98111 | 0.98218 | 0.98321 | 0.9842 | 0.98516 | 0.98607 | 0.98694 | 0.98777 | 0.98857 | 0.98932 | 0.99004 | 0.99072 | 0.99135 | 0.99195 | 0.99251 | 0.99303 | 0.99351 | 0.99395 | 0.99435 | 0.99471 | 0.99503 | 0.99532 | 0.99556 | 0.99652 | 0.99679 | 0.99702 | 0.99722 | 0.99739 | 0.99752 | 0.99762 | 0.99768 | 0.99771 | 0.9977 | 0.99767 | 0.99759 | 0.99748 | 0.99734 | 0.99716 | 0.99695 | 0.9967 | 0.99642 | 0.99611 | 0.99576 | 0.99576
1.5 | 1.0007 | 1.001 | 1.0013 | 1.0016 | 1.0018 | 1.0021 | 1.0023 | 1.0026 | 1.0028 | 1.003 | 1.0032 | 1.0034 | 1.0035 | 1.0037 | 1.0038 | 1.004 | 1.0041 | 1.0042 | 1.0043 | 1.0044 | 1.0045 | 1.0046 | 1.0047 | 1.0047 | 1.0048 | 1.0048 | 1.0048 | 1.0048 | 1.0048 | 1.0048 | 1.0048 | 1.0047 | 1.0047 | 1.0046 | 1.0046 | 1.005 | 1.005 | 1.005 | 1.005 | 1.005 | 1.005 | 1.0049 | 1.0049 | 1.0049 | 1.0048 | 1.0048 | 1.0047 | 1.0046 | 1.0046 | 1.0045 | 1.0044 | 1.0043 | 1.0042 | 1.0041 | 1.004 | 1.0039 | 1.0038 | 1.0038
2 | bar: Field Size 4 to Field Size 60.001
2.5 | 0.98281 | 0.9831 | 0.98357 | 0.98406 | 0.98452 | 0.98494 | 0.98531 | 0.98563 | 0.98592 | 0.98618 | 0.9864 | 0.98661 | 0.98679 | 0.98696 | 0.98711 | 0.98724 | 0.98736 | 0.98747 | 0.98756 | 0.98765 | 0.98773 | 0.98781 | 0.98788 | 0.98795 | 0.98803 | 0.9881 | 0.98818 | 0.98826 | 0.98835 | 0.98844 | 0.98854 | 0.98866 | 0.98878 | 0.98891 | 0.98906 | 0.98922 | 0.9894 | 0.99064 | 0.99087 | 0.9911 | 0.99134 | 0.99158 | 0.99183 | 0.99208 | 0.99234 | 0.9926 | 0.99286 | 0.99313 | 0.9934 | 0.99367 | 0.99395 | 0.99423 | 0.99451 | 0.9948 | 0.99509 | 0.99539 | 0.99568 | 0.99568
3 | 0.96561 | 0.96908 | 0.97107 | 0.97235 | 0.97327 | 0.97399 | 0.9746 | 0.97515 | 0.97565 | 0.97613 | 0.97658 | 0.97702 | 0.97744 | 0.97785 | 0.97824 | 0.97861 | 0.97895 | 0.97928 | 0.97958 | 0.97987 | 0.98013 | 0.98038 | 0.98062 | 0.98084 | 0.98105 | 0.98125 | 0.98144 | 0.98163 | 0.98181 | 0.98199 | 0.98217 | 0.98236 | 0.98254 | 0.98273 | 0.98293 | 0.98313 | 0.98335 | 0.98469 | 0.98497 | 0.98524 | 0.98552 | 0.98579 | 0.98605 | 0.98632 | 0.98658 | 0.98684 | 0.98709 | 0.98735 | 0.9876 | 0.98784 | 0.98809 | 0.98833 | 0.98857 | 0.98881 | 0.98904 | 0.98927 | 0.9895 | 0.9895
3.5 | 0.95015 | 0.95344 | 0.95591 | 0.95787 | 0.95947 | 0.96082 | 0.96199 | 0.96301 | 0.96393 | 0.96477 | 0.96553 | 0.96622 | 0.96687 | 0.96747 | 0.96802 | 0.96854 | 0.96901 | 0.96945 | 0.96986 | 0.97023 | 0.97059 | 0.97092 | 0.97124 | 0.97155 | 0.97184 | 0.97213 | 0.97241 | 0.9727 | 0.97299 | 0.97328 | 0.97358 | 0.97389 | 0.97421 | 0.97455 | 0.97491 | 0.97528 | 0.97569 | 0.97666 | 0.977 | 0.97734 | 0.97768 | 0.97801 | 0.97835 | 0.97868 | 0.979 | 0.97933 | 0.97965 | 0.97997 | 0.98029 | 0.98061 | 0.98092 | 0.98123 | 0.98155 | 0.98186 | 0.98216 | 0.98247 | 0.98277 | 0.98277
4 | 0.93283 | 0.93824 | 0.94184 | 0.94449 | 0.9466 | 0.94836 | 0.94989 | 0.95126 | 0.9525 | 0.95364 | 0.9547 | 0.95568 | 0.9566 | 0.95746 | 0.95826 | 0.959 | 0.95969 | 0.96032 | 0.9609 | 0.96143 | 0.96192 | 0.96237 | 0.96278 | 0.96316 | 0.96352 | 0.96385 | 0.96416 | 0.96446 | 0.96474 | 0.96501 | 0.96527 | 0.96553 | 0.96579 | 0.96605 | 0.96631 | 0.96659 | 0.96687 | 0.96854 | 0.96891 | 0.96927 | 0.96963 | 0.96998 | 0.97033 | 0.97067 | 0.97101 | 0.97135 | 0.97168 | 0.97201 | 0.97234 | 0.97266 | 0.97298 | 0.97329 | 0.97361 | 0.97391 | 0.97422 | 0.97452 | 0.97482 | 0.97482
4.5 | 0.9151 | 0.92249 | 0.92727 | 0.93069 | 0.93333 | 0.93549 | 0.93734 | 0.93898 | 0.94046 | 0.94182 | 0.94307 | 0.94425 | 0.94535 | 0.94638 | 0.94735 | 0.94826 | 0.9491 | 0.94989 | 0.95062 | 0.9513 | 0.95193 | 0.95252 | 0.95307 | 0.95359 | 0.95407 | 0.95453 | 0.95496 | 0.95537 | 0.95577 | 0.95615 | 0.95652 | 0.95688 | 0.95724 | 0.9576 | 0.95796 | 0.95832 | 0.9587 | 0.96016 | 0.96057 | 0.96096 | 0.96134 | 0.96172 | 0.96208 | 0.96244 | 0.96279 | 0.96312 | 0.96345 | 0.96377 | 0.96408 | 0.96439 | 0.96469 | 0.96497 | 0.96526 | 0.96553 | 0.9658 | 0.96605 | 0.96631 | 0.96631
5 | 0.89768 | 0.90532 | 0.9107 | 0.91479 | 0.91811 | 0.92089 | 0.92331 | 0.92546 | 0.92739 | 0.92915 | 0.93077 | 0.93227 | 0.93366 | 0.93495 | 0.93615 | 0.93727 | 0.93831 | 0.93927 | 0.94017 | 0.94099 | 0.94177 | 0.94249 | 0.94316 | 0.94379 | 0.94438 | 0.94494 | 0.94547 | 0.94598 | 0.94646 | 0.94693 | 0.94738 | 0.94782 | 0.94826 | 0.94869 | 0.94913 | 0.94956 | 0.95001 | 0.95126 | 0.95169 | 0.9521 | 0.95249 | 0.95288 | 0.95325 | 0.95361 | 0.95396 | 0.9543 | 0.95463 | 0.95494 | 0.95525 | 0.95555 | 0.95584 | 0.95612 | 0.95639 | 0.95665 | 0.9569 | 0.95715 | 0.95739 | 0.95739
5.5 | 0.88001 | 0.88867 | 0.89487 | 0.89964 | 0.90352 | 0.90679 | 0.90963 | 0.91214 | 0.91439 | 0.91645 | 0.91832 | 0.92006 | 0.92166 | 0.92315 | 0.92453 | 0.92582 | 0.92702 | 0.92812 | 0.92915 | 0.93011 | 0.93101 | 0.93184 | 0.93262 | 0.93335 | 0.93404 | 0.93469 | 0.93531 | 0.93589 | 0.93645 | 0.93699 | 0.9375 | 0.938 | 0.93849 | 0.93897 | 0.93945 | 0.93992 | 0.9404 | 0.94171 | 0.94217 | 0.94261 | 0.94303 | 0.94344 | 0.94384 | 0.94422 | 0.94459 | 0.94495 | 0.94529 | 0.94562 | 0.94594 | 0.94625 | 0.94655 | 0.94684 | 0.94712 | 0.94738 | 0.94764 | 0.94789 | 0.94813 | 0.94813
6 | 0.86211 | 0.87188 | 0.87871 | 0.88394 | 0.8882 | 0.89182 | 0.89499 | 0.89784 | 0.90042 | 0.9028 | 0.90499 | 0.90703 | 0.90894 | 0.91071 | 0.91237 | 0.91393 | 0.91537 | 0.91672 | 0.91798 | 0.91915 | 0.92023 | 0.92125 | 0.9222 | 0.92308 | 0.9239 | 0.92467 | 0.92539 | 0.92607 | 0.92669 | 0.92729 | 0.92784 | 0.92837 | 0.92886 | 0.92934 | 0.92979 | 0.93022 | 0.93064 | 0.93231 | 0.93279 | 0.93325 | 0.93369 | 0.93411 | 0.93451 | 0.93489 | 0.93525 | 0.9356 | 0.93592 | 0.93624 | 0.93653 | 0.93681 | 0.93708 | 0.93733 | 0.93757 | 0.9378 | 0.93801 | 0.93821 | 0.93839 | 0.93839
6.5 | 0.8444 | 0.85474 | 0.86233 | 0.8683 | 0.87324 | 0.87746 | 0.88115 | 0.88444 | 0.88741 | 0.89012 | 0.8926 | 0.89488 | 0.897 | 0.89897 | 0.90079 | 0.90249 | 0.90407 | 0.90554 | 0.9069 | 0.90817 | 0.90936 | 0.91046 | 0.9115 | 0.91246 | 0.91336 | 0.9142 | 0.91499 | 0.91573 | 0.91642 | 0.91708 | 0.91769 | 0.91827 | 0.91882 | 0.91934 | 0.91984 | 0.92032 | 0.92078 | 0.92236 | 0.92286 | 0.92333 | 0.92379 | 0.92422 | 0.92464 | 0.92503 | 0.92541 | 0.92577 | 0.92611 | 0.92643 | 0.92674 | 0.92703 | 0.92731 | 0.92758 | 0.92783 | 0.92807 | 0.92829 | 0.9285 | 0.9287 | 0.9287
7 | 0.82737 | 0.83746 | 0.84562 | 0.85237 | 0.85808 | 0.86298 | 0.86725 | 0.87101 | 0.87435 | 0.87735 | 0.88006 | 0.88253 | 0.88479 | 0.88686 | 0.88877 | 0.89054 | 0.89218 | 0.8937 | 0.89512 | 0.89646 | 0.8977 | 0.89888 | 0.89999 | 0.90104 | 0.90204 | 0.903 | 0.90391 | 0.90478 | 0.90563 | 0.90644 | 0.90722 | 0.90799 | 0.90873 | 0.90946 | 0.91018 | 0.91088 | 0.91158 | 0.91223 | 0.91276 | 0.91326 | 0.91375 | 0.91421 | 0.91465 | 0.91507 | 0.91547 | 0.91585 | 0.91621 | 0.91656 | 0.91689 | 0.91721 | 0.91751 | 0.91779 | 0.91807 | 0.91833 | 0.91857 | 0.91881 | 0.91903 | 0.91903
7.5 | 0.80928 | 0.81983 | 0.82851 | 0.83581 | 0.84204 | 0.84744 | 0.85218 | 0.85637 | 0.86012 | 0.8635 | 0.86656 | 0.86935 | 0.87191 | 0.87426 | 0.87643 | 0.87844 | 0.8803 | 0.88203 | 0.88365 | 0.88516 | 0.88658 | 0.88791 | 0.88916 | 0.89035 | 0.89147 | 0.89253 | 0.89354 | 0.8945 | 0.89542 | 0.89629 | 0.89713 | 0.89794 | 0.89872 | 0.89947 | 0.9002 | 0.9009 | 0.90159 | 0.90232 | 0.90287 | 0.90338 | 0.90387 | 0.90434 | 0.90478 | 0.90519 | 0.90559 | 0.90596 | 0.90631 | 0.90665 | 0.90696 | 0.90726 | 0.90754 | 0.90781 | 0.90805 | 0.90829 | 0.90851 | 0.90871 | 0.9089 | 0.9089
8 | 0.7916 | 0.80324 | 0.81244 | 0.82003 | 0.82647 | 0.83207 | 0.83701 | 0.84141 | 0.84539 | 0.849 | 0.8523 | 0.85534 | 0.85814 | 0.86074 | 0.86316 | 0.86541 | 0.86751 | 0.86948 | 0.87132 | 0.87305 | 0.87467 | 0.8762 | 0.87764 | 0.87899 | 0.88027 | 0.88148 | 0.88262 | 0.8837 | 0.88472 | 0.88568 | 0.8866 | 0.88746 | 0.88828 | 0.88906 | 0.88979 | 0.89049 | 0.89115 | 0.89219 | 0.89278 | 0.89333 | 0.89385 | 0.89434 | 0.8948 | 0.89523 | 0.89563 | 0.896 | 0.89635 | 0.89667 | 0.89697 | 0.89725 | 0.89751 | 0.89774 | 0.89795 | 0.89814 | 0.89832 | 0.89847 | 0.89861 | 0.89861
8.5 | 0.77529 | 0.78681 | 0.79618 | 0.80408 | 0.81091 | 0.81693 | 0.82229 | 0.82711 | 0.83149 | 0.83548 | 0.83913 | 0.8425 | 0.84561 | 0.84848 | 0.85115 | 0.85363 | 0.85593 | 0.85808 | 0.86008 | 0.86195 | 0.86369 | 0.86532 | 0.86684 | 0.86825 | 0.86957 | 0.87081 | 0.87196 | 0.87303 | 0.87402 | 0.87495 | 0.8758 | 0.8766 | 0.87733 | 0.878 | 0.87862 | 0.87919 | 0.8797 | 0.88149 | 0.88209 | 0.88266 | 0.8832 | 0.8837 | 0.88418 | 0.88462 | 0.88505 | 0.88544 | 0.88581 | 0.88616 | 0.88649 | 0.88679 | 0.88707 | 0.88734 | 0.88758 | 0.88781 | 0.88802 | 0.88821 | 0.88839 | 0.88839
9 | 0.75813 | 0.77014 | 0.78004 | 0.78843 | 0.7957 | 0.80209 | 0.80778 | 0.81289 | 0.8175 | 0.82171 | 0.82555 | 0.82908 | 0.83234 | 0.83535 | 0.83815 | 0.84074 | 0.84316 | 0.84541 | 0.84752 | 0.84949 | 0.85133 | 0.85305 | 0.85467 | 0.85618 | 0.8576 | 0.85893 | 0.86017 | 0.86134 | 0.86243 | 0.86345 | 0.8644 | 0.86529 | 0.86611 | 0.86688 | 0.86759 | 0.86824 | 0.86884 | 0.87057 | 0.87122 | 0.87184 | 0.87243 | 0.87298 | 0.87351 | 0.874 | 0.87447 | 0.87491 | 0.87532 | 0.87571 | 0.87608 | 0.87642 | 0.87675 | 0.87705 | 0.87733 | 0.87759 | 0.87784 | 0.87807 | 0.87828 | 0.87828
9.5 | 0.74185 | 0.75381 | 0.76404 | 0.77285 | 0.78053 | 0.78728 | 0.79327 | 0.79863 | 0.80345 | 0.80783 | 0.81181 | 0.81547 | 0.81882 | 0.82193 | 0.8248 | 0.82747 | 0.82996 | 0.83229 | 0.83448 | 0.83653 | 0.83845 | 0.84027 | 0.84199 | 0.84361 | 0.84514 | 0.84659 | 0.84797 | 0.84927 | 0.85051 | 0.85169 | 0.8528 | 0.85386 | 0.85487 | 0.85582 | 0.85673 | 0.85759 | 0.8584 | 0.85958 | 0.8603 | 0.86098 | 0.86163 | 0.86224 | 0.86282 | 0.86337 | 0.86389 | 0.86438 | 0.86484 | 0.86528 | 0.86569 | 0.86608 | 0.86645 | 0.86679 | 0.86712 | 0.86742 | 0.8677 | 0.86796 | 0.86821 | 0.86821
10 | 0.72449 | 0.73726 | 0.74818 | 0.75762 | 0.76585 | 0.7731 | 0.77954 | 0.7853 | 0.79048 | 0.79517 | 0.79944 | 0.80333 | 0.8069 | 0.81019 | 0.81322 | 0.81602 | 0.81862 | 0.82104 | 0.82328 | 0.82537 | 0.82733 | 0.82915 | 0.83086 | 0.83246 | 0.83395 | 0.83535 | 0.83666 | 0.83789 | 0.83903 | 0.84011 | 0.84111 | 0.84205 | 0.84292 | 0.84373 | 0.84449 | 0.84519 | 0.84583 | 0.84803 | 0.84877 | 0.84949 | 0.85017 | 0.85082 | 0.85145 | 0.85205 | 0.85263 | 0.85318 | 0.85371 | 0.85422 | 0.85471 | 0.85518 | 0.85564 | 0.85607 | 0.85649 | 0.8569 | 0.85729 | 0.85766 | 0.85802 | 0.85802
10.5 | 0.70826 | 0.72237 | 0.7335 | 0.74278 | 0.75079 | 0.75786 | 0.7642 | 0.76995 | 0.77521 | 0.78005 | 0.78453 | 0.78868 | 0.79254 | 0.79613 | 0.7995 | 0.80264 | 0.80558 | 0.80834 | 0.81092 | 0.81334 | 0.8156 | 0.81772 | 0.81971 | 0.82157 | 0.8233 | 0.82492 | 0.82643 | 0.82784 | 0.82914 | 0.83034 | 0.83145 | 0.83247 | 0.83341 | 0.83426 | 0.83503 | 0.83572 | 0.83633 | 0.83876 | 0.83954 | 0.84027 | 0.84095 | 0.84159 | 0.8422 | 0.84276 | 0.84328 | 0.84377 | 0.84423 | 0.84465 | 0.84503 | 0.84539 | 0.84572 | 0.84602 | 0.84629 | 0.84653 | 0.84675 | 0.84694 | 0.84711 | 0.84711
11 | 0.69378 | 0.70686 | 0.71786 | 0.72735 | 0.7357 | 0.74313 | 0.74982 | 0.75588 | 0.76141 | 0.76649 | 0.77116 | 0.77548 | 0.77948 | 0.7832 | 0.78666 | 0.78989 | 0.79291 | 0.79573 | 0.79838 | 0.80085 | 0.80318 | 0.80536 | 0.8074 | 0.80932 | 0.81112 | 0.81281 | 0.8144 | 0.81588 | 0.81728 | 0.81858 | 0.8198 | 0.82093 | 0.822 | 0.82298 | 0.8239 | 0.82474 | 0.82553 | 0.82759 | 0.82842 | 0.8292 | 0.82993 | 0.83063 | 0.83128 | 0.83189 | 0.83247 | 0.83301 | 0.83352 | 0.834 | 0.83444 | 0.83485 | 0.83524 | 0.83559 | 0.83592 | 0.83622 | 0.8365 | 0.83676 | 0.83699 | 0.83699
11.5 | 0.6766 | 0.69078 | 0.70245 | 0.71241 | 0.7211 | 0.72879 | 0.7357 | 0.74196 | 0.74766 | 0.75289 | 0.75771 | 0.76217 | 0.76631 | 0.77016 | 0.77376 | 0.77711 | 0.78025 | 0.7832 | 0.78596 | 0.78855 | 0.79099 | 0.79328 | 0.79544 | 0.79747 | 0.79938 | 0.80118 | 0.80287 | 0.80447 | 0.80597 | 0.80738 | 0.8087 | 0.80995 | 0.81112 | 0.81222 | 0.81324 | 0.81421 | 0.8151 | 0.81698 | 0.81786 | 0.81868 | 0.81946 | 0.82018 | 0.82087 | 0.82151 | 0.82211 | 0.82267 | 0.82319 | 0.82367 | 0.82412 | 0.82454 | 0.82492 | 0.82527 | 0.82559 | 0.82589 | 0.82615 | 0.82638 | 0.82659 | 0.82659
12 | 0.66218 | 0.67495 | 0.68645 | 0.69672 | 0.70589 | 0.71411 | 0.72151 | 0.72821 | 0.73431 | 0.73987 | 0.74498 | 0.74967 | 0.75401 | 0.75802 | 0.76174 | 0.7652 | 0.76843 | 0.77144 | 0.77426 | 0.7769 | 0.77938 | 0.78171 | 0.7839 | 0.78596 | 0.78791 | 0.78975 | 0.79149 | 0.79313 | 0.79469 | 0.79617 | 0.79757 | 0.79891 | 0.80018 | 0.80138 | 0.80253 | 0.80363 | 0.80468 | 0.80611 | 0.807 | 0.80785 | 0.80864 | 0.80939 | 0.8101 | 0.81077 | 0.8114 | 0.81199 | 0.81255 | 0.81307 | 0.81356 | 0.81401 | 0.81444 | 0.81484 | 0.8152 | 0.81555 | 0.81586 | 0.81615 | 0.81642 | 0.81642
12.5 | 0.64669 | 0.65993 | 0.67167 | 0.6821 | 0.69141 | 0.69979 | 0.70736 | 0.71424 | 0.72053 | 0.72629 | 0.7316 | 0.73649 | 0.74102 | 0.74522 | 0.74913 | 0.75276 | 0.75615 | 0.75931 | 0.76227 | 0.76503 | 0.76762 | 0.77005 | 0.77233 | 0.77447 | 0.77648 | 0.77838 | 0.78016 | 0.78183 | 0.78341 | 0.7849 | 0.78631 | 0.78763 | 0.78889 | 0.79007 | 0.79119 | 0.79225 | 0.79326 | 0.7952 | 0.79614 | 0.79702 | 0.79785 | 0.79864 | 0.79938 | 0.80008 | 0.80074 | 0.80136 | 0.80194 | 0.80248 | 0.80299 | 0.80347 | 0.80391 | 0.80432 | 0.80471 | 0.80507 | 0.80539 | 0.8057 | 0.80597 | 0.80597
13 | 0.63133 | 0.6452 | 0.65729 | 0.66795 | 0.67745 | 0.68598 | 0.69369 | 0.70071 | 0.70713 | 0.71302 | 0.71845 | 0.72347 | 0.72811 | 0.73243 | 0.73645 | 0.74019 | 0.74368 | 0.74695 | 0.75 | 0.75285 | 0.75553 | 0.75804 | 0.76039 | 0.7626 | 0.76468 | 0.76663 | 0.76847 | 0.77021 | 0.77184 | 0.77338 | 0.77483 | 0.7762 | 0.7775 | 0.77873 | 0.77989 | 0.78099 | 0.78203 | 0.78419 | 0.78518 | 0.78611 | 0.78699 | 0.78782 | 0.78861 | 0.78935 | 0.79004 | 0.7907 | 0.79132 | 0.7919 | 0.79244 | 0.79295 | 0.79342 | 0.79386 | 0.79427 | 0.79465 | 0.795 | 0.79533 | 0.79562 | 0.79562
13.5 | 0.61799 | 0.63044 | 0.64217 | 0.65292 | 0.66269 | 0.67156 | 0.67962 | 0.68697 | 0.69369 | 0.69984 | 0.70551 | 0.71073 | 0.71555 | 0.72002 | 0.72417 | 0.72803 | 0.73163 | 0.73498 | 0.73811 | 0.74104 | 0.74379 | 0.74637 | 0.74879 | 0.75107 | 0.75322 | 0.75525 | 0.75717 | 0.75899 | 0.76071 | 0.76235 | 0.7639 | 0.76539 | 0.7668 | 0.76816 | 0.76946 | 0.7707 | 0.77191 | 0.77356 | 0.77457 | 0.77553 | 0.77643 | 0.77728 | 0.77809 | 0.77885 | 0.77957 | 0.78024 | 0.78088 | 0.78147 | 0.78203 | 0.78256 | 0.78305 | 0.78351 | 0.78394 | 0.78434 | 0.78472 | 0.78506 | 0.78538 | 0.78538
14 | 0.60293 | 0.61674 | 0.62872 | 0.63937 | 0.64896 | 0.65769 | 0.66568 | 0.67304 | 0.67983 | 0.68613 | 0.69197 | 0.69741 | 0.70248 | 0.7072 | 0.7116 | 0.71571 | 0.71955 | 0.72314 | 0.72648 | 0.72961 | 0.73252 | 0.73525 | 0.73779 | 0.74016 | 0.74237 | 0.74443 | 0.74635 | 0.74814 | 0.7498 | 0.75134 | 0.75278 | 0.7541 | 0.75534 | 0.75648 | 0.75753 | 0.75851 | 0.75941 | 0.7627 | 0.76375 | 0.76474 | 0.76567 | 0.76656 | 0.76739 | 0.76817 | 0.7689 | 0.76959 | 0.77024 | 0.77085 | 0.77142 | 0.77195 | 0.77244 | 0.7729 | 0.77332 | 0.77371 | 0.77407 | 0.7744 | 0.77471 | 0.77471
14.5 | 0.58967 | 0.60353 | 0.61553 | 0.6262 | 0.63586 | 0.64468 | 0.65279 | 0.66027 | 0.66721 | 0.67365 | 0.67964 | 0.68522 | 0.69043 | 0.69529 | 0.69982 | 0.70406 | 0.70801 | 0.7117 | 0.71515 | 0.71836 | 0.72136 | 0.72416 | 0.72676 | 0.72918 | 0.73143 | 0.73352 | 0.73547 | 0.73726 | 0.73893 | 0.74047 | 0.74188 | 0.74319 | 0.74439 | 0.74549 | 0.7465 | 0.74741 | 0.74825 | 0.752 | 0.75307 | 0.75409 | 0.75504 | 0.75594 | 0.75679 | 0.7576 | 0.75835 | 0.75906 | 0.75972 | 0.76034 | 0.76093 | 0.76147 | 0.76198 | 0.76245 | 0.76289 | 0.76329 | 0.76366 | 0.76401 | 0.76432 | 0.76432
15 | 0.57629 | 0.58922 | 0.60122 | 0.61221 | 0.62225 | 0.63142 | 0.63981 | 0.64752 | 0.65461 | 0.66115 | 0.6672 | 0.67281 | 0.67801 | 0.68284 | 0.68734 | 0.69154 | 0.69546 | 0.69912 | 0.70255 | 0.70575 | 0.70876 | 0.71158 | 0.71422 | 0.71671 | 0.71904 | 0.72123 | 0.7233 | 0.72524 | 0.72707 | 0.7288 | 0.73043 | 0.73196 | 0.73342 | 0.73479 | 0.73609 | 0.73733 | 0.7385 | 0.74108 | 0.74221 | 0.74328 | 0.74428 | 0.74524 | 0.74614 | 0.74699 | 0.7478 | 0.74856 | 0.74927 | 0.74995 | 0.75058 | 0.75118 | 0.75174 | 0.75226 | 0.75275 | 0.7532 | 0.75363 | 0.75402 | 0.75439 | 0.75439
15.5 | 0.56324 | 0.57586 | 0.58779 | 0.59883 | 0.60898 | 0.6183 | 0.62688 | 0.63477 | 0.64204 | 0.64877 | 0.65499 | 0.66076 | 0.66612 | 0.6711 | 0.67574 | 0.68008 | 0.68412 | 0.6879 | 0.69144 | 0.69476 | 0.69787 | 0.70078 | 0.70352 | 0.70608 | 0.70849 | 0.71076 | 0.71289 | 0.71489 | 0.71677 | 0.71854 | 0.7202 | 0.72177 | 0.72324 | 0.72463 | 0.72594 | 0.72718 | 0.72834 | 0.73095 | 0.73209 | 0.73316 | 0.73417 | 0.73512 | 0.73602 | 0.73687 | 0.73767 | 0.73842 | 0.73912 | 0.73979 | 0.7404 | 0.74098 | 0.74152 | 0.74203 | 0.74249 | 0.74293 | 0.74333 | 0.74369 | 0.74403 | 0.74403
16 | 0.55109 | 0.56479 | 0.57681 | 0.58761 | 0.59744 | 0.60645 | 0.61476 | 0.62245 | 0.62959 | 0.63624 | 0.64244 | 0.64822 | 0.65363 | 0.6587 | 0.66345 | 0.66791 | 0.67209 | 0.67603 | 0.67973 | 0.68321 | 0.68648 | 0.68955 | 0.69244 | 0.69516 | 0.69771 | 0.7001 | 0.70235 | 0.70445 | 0.70642 | 0.70826 | 0.70998 | 0.71159 | 0.71309 | 0.71448 | 0.71577 | 0.71697 | 0.71808 | 0.72105 | 0.72222 | 0.72333 | 0.72436 | 0.72533 | 0.72623 | 0.72708 | 0.72786 | 0.72859 | 0.72927 | 0.7299 | 0.73048 | 0.731 | 0.73149 | 0.73192 | 0.73232 | 0.73267 | 0.73299 | 0.73326 | 0.7335 | 0.7335
16.5 | 0.53908 | 0.55167 | 0.56352 | 0.57451 | 0.58465 | 0.594 | 0.60263 | 0.6106 | 0.61798 | 0.62481 | 0.63115 | 0.63704 | 0.64251 | 0.64762 | 0.65238 | 0.65683 | 0.66099 | 0.6649 | 0.66856 | 0.67199 | 0.67521 | 0.67824 | 0.68107 | 0.68373 | 0.68623 | 0.68857 | 0.69076 | 0.69282 | 0.69474 | 0.69654 | 0.69821 | 0.69978 | 0.70123 | 0.70259 | 0.70385 | 0.70501 | 0.70609 | 0.70943 | 0.71063 | 0.71177 | 0.71284 | 0.71386 | 0.71483 | 0.71574 | 0.7166 | 0.71742 | 0.71819 | 0.71891 | 0.71959 | 0.72023 | 0.72083 | 0.7214 | 0.72193 | 0.72242 | 0.72288 | 0.72331 | 0.72371 | 0.72371
17 | 0.52605 | 0.53932 | 0.5515 | 0.56264 | 0.57281 | 0.58212 | 0.59067 | 0.59853 | 0.60579 | 0.6125 | 0.61872 | 0.6245 | 0.62988 | 0.63491 | 0.63961 | 0.64402 | 0.64816 | 0.65206 | 0.65575 | 0.65922 | 0.66251 | 0.66561 | 0.66855 | 0.67133 | 0.67396 | 0.67645 | 0.6788 | 0.68103 | 0.68314 | 0.68513 | 0.68702 | 0.6888 | 0.69048 | 0.69206 | 0.69356 | 0.69496 | 0.69628 | 0.69888 | 0.70016 | 0.70136 | 0.70251 | 0.70359 | 0.70461 | 0.70557 | 0.70648 | 0.70733 | 0.70813 | 0.70889 | 0.70959 | 0.71025 | 0.71087 | 0.71145 | 0.71198 | 0.71248 | 0.71293 | 0.71335 | 0.71374 | 0.71374
17.5 | 0.515 | 0.52799 | 0.53973 | 0.55047 | 0.56038 | 0.56954 | 0.57805 | 0.58596 | 0.59333 | 0.60021 | 0.60664 | 0.61265 | 0.61828 | 0.62356 | 0.62851 | 0.63317 | 0.63756 | 0.6417 | 0.64561 | 0.6493 | 0.65277 | 0.65605 | 0.65913 | 0.66204 | 0.66477 | 0.66733 | 0.66974 | 0.67199 | 0.67409 | 0.67605 | 0.67787 | 0.67956 | 0.68112 | 0.68256 | 0.68387 | 0.68507 | 0.68614 | 0.68956 | 0.69082 | 0.692 | 0.69312 | 0.69416 | 0.69514 | 0.69605 | 0.69691 | 0.69771 | 0.69845 | 0.69914 | 0.69977 | 0.70036 | 0.70089 | 0.70139 | 0.70183 | 0.70224 | 0.7026 | 0.70292 | 0.7032 | 0.7032
18 | 0.50496 | 0.51644 | 0.52775 | 0.53849 | 0.54854 | 0.55789 | 0.56656 | 0.57461 | 0.58208 | 0.58901 | 0.59547 | 0.60148 | 0.60709 | 0.61233 | 0.61725 | 0.62186 | 0.62621 | 0.63031 | 0.63419 | 0.63785 | 0.64132 | 0.6446 | 0.64771 | 0.65065 | 0.65343 | 0.65606 | 0.65854 | 0.66089 | 0.6631 | 0.66519 | 0.66716 | 0.669 | 0.67073 | 0.67235 | 0.67386 | 0.67526 | 0.67656 | 0.6791 | 0.68038 | 0.68159 | 0.68274 | 0.68381 | 0.68482 | 0.68577 | 0.68666 | 0.6875 | 0.68828 | 0.689 | 0.68968 | 0.69031 | 0.69089 | 0.69142 | 0.69191 | 0.69237 | 0.69278 | 0.69315 | 0.69348 | 0.69348
18.5 | 0.49287 | 0.50497 | 0.51633 | 0.52694 | 0.53683 | 0.54604 | 0.55464 | 0.56265 | 0.57012 | 0.5771 | 0.58362 | 0.58972 | 0.59543 | 0.60079 | 0.60583 | 0.61056 | 0.61503 | 0.61925 | 0.62323 | 0.627 | 0.63056 | 0.63391 | 0.63708 | 0.64006 | 0.64287 | 0.64551 | 0.64799 | 0.6503 | 0.65247 | 0.65448 | 0.65636 | 0.65809 | 0.65968 | 0.66113 | 0.66246 | 0.66365 | 0.66472 | 0.66844 | 0.66976 | 0.671 | 0.67217 | 0.67328 | 0.67432 | 0.67531 | 0.67623 | 0.67709 | 0.6779 | 0.67866 | 0.67937 | 0.68002 | 0.68063 | 0.6812 | 0.68172 | 0.6822 | 0.68264 | 0.68304 | 0.68341 | 0.68341
19 | 0.48199 | 0.49446 | 0.50583 | 0.51633 | 0.52608 | 0.53517 | 0.54366 | 0.55158 | 0.559 | 0.56595 | 0.57246 | 0.57856 | 0.5843 | 0.58969 | 0.59476 | 0.59954 | 0.60406 | 0.60834 | 0.61239 | 0.61621 | 0.61983 | 0.62325 | 0.62647 | 0.62951 | 0.63237 | 0.63505 | 0.63756 | 0.63991 | 0.6421 | 0.64413 | 0.646 | 0.64773 | 0.6493 | 0.65073 | 0.65202 | 0.65317 | 0.65417 | 0.65825 | 0.65959 | 0.66086 | 0.66206 | 0.66319 | 0.66425 | 0.66525 | 0.66619 | 0.66707 | 0.66789 | 0.66866 | 0.66938 | 0.67005 | 0.67066 | 0.67124 | 0.67176 | 0.67224 | 0.67268 | 0.67308 | 0.67344 | 0.67344
19.5 | 0.47176 | 0.4835 | 0.49482 | 0.50549 | 0.51545 | 0.52471 | 0.53331 | 0.54131 | 0.54874 | 0.55567 | 0.56213 | 0.56816 | 0.57381 | 0.57911 | 0.5841 | 0.5888 | 0.59324 | 0.59746 | 0.60146 | 0.60527 | 0.60888 | 0.61231 | 0.61557 | 0.61867 | 0.62161 | 0.6244 | 0.62704 | 0.62955 | 0.63191 | 0.63414 | 0.63624 | 0.63822 | 0.64006 | 0.64178 | 0.64338 | 0.64486 | 0.64622 | 0.64871 | 0.65007 | 0.65135 | 0.65256 | 0.65369 | 0.65476 | 0.65577 | 0.6567 | 0.65758 | 0.6584 | 0.65917 | 0.65988 | 0.66053 | 0.66114 | 0.6617 | 0.66221 | 0.66267 | 0.66309 | 0.66347 | 0.66381 | 0.66381
20 | 0.46087 | 0.47291 | 0.4842 | 0.49474 | 0.50454 | 0.51366 | 0.52216 | 0.53008 | 0.53747 | 0.54437 | 0.55083 | 0.55689 | 0.56257 | 0.56792 | 0.57296 | 0.57772 | 0.58223 | 0.58651 | 0.59057 | 0.59444 | 0.5981 | 0.60159 | 0.6049 | 0.60803 | 0.61101 | 0.61382 | 0.61648 | 0.619 | 0.62136 | 0.62358 | 0.62566 | 0.62761 | 0.62942 | 0.63109 | 0.63263 | 0.63404 | 0.63531 | 0.63664 | 0.63789 | 0.63906 | 0.64015 | 0.64116 | 0.6421 | 0.64298 | 0.64379 | 0.64453 | 0.64522 | 0.64584 | 0.64641 | 0.64693 | 0.64739 | 0.6478 | 0.64816 | 0.64847 | 0.64874 | 0.64897 | 0.64915 | 0.64915
21 | 0.4409 | 0.45262 | 0.46344 | 0.47353 | 0.48297 | 0.49183 | 0.50015 | 0.50798 | 0.51534 | 0.52228 | 0.52882 | 0.53498 | 0.5408 | 0.5463 | 0.55151 | 0.55644 | 0.56112 | 0.56557 | 0.56979 | 0.5738 | 0.57761 | 0.58122 | 0.58464 | 0.58788 | 0.59093 | 0.59382 | 0.59653 | 0.59908 | 0.60147 | 0.6037 | 0.60577 | 0.60768 | 0.60945 | 0.61107 | 0.61254 | 0.61386 | 0.61503 | 0.61867 | 0.6201 | 0.62145 | 0.62272 | 0.62392 | 0.62504 | 0.6261 | 0.62709 | 0.62801 | 0.62888 | 0.62968 | 0.63042 | 0.63111 | 0.63175 | 0.63233 | 0.63287 | 0.63335 | 0.63379 | 0.63418 | 0.63453 | 0.63453
22 | 0.42184 | 0.43285 | 0.44316 | 0.45287 | 0.46204 | 0.47069 | 0.47886 | 0.48658 | 0.49389 | 0.5008 | 0.50733 | 0.51353 | 0.51939 | 0.52496 | 0.53024 | 0.53525 | 0.54001 | 0.54454 | 0.54885 | 0.55295 | 0.55684 | 0.56053 | 0.56403 | 0.56735 | 0.57049 | 0.57345 | 0.57625 | 0.57888 | 0.58135 | 0.58366 | 0.58581 | 0.58782 | 0.58968 | 0.59139 | 0.59295 | 0.59438 | 0.59566 | 0.59913 | 0.60061 | 0.60201 | 0.60333 | 0.60457 | 0.60574 | 0.60683 | 0.60786 | 0.60882 | 0.60972 | 0.61056 | 0.61133 | 0.61205 | 0.61271 | 0.61332 | 0.61388 | 0.61438 | 0.61484 | 0.61525 | 0.61561 | 0.61561
23 | 0.40286 | 0.41331 | 0.42336 | 0.43295 | 0.44207 | 0.45071 | 0.4589 | 0.46665 | 0.47399 | 0.48095 | 0.48754 | 0.49379 | 0.49972 | 0.50534 | 0.51067 | 0.51573 | 0.52053 | 0.52509 | 0.52942 | 0.53352 | 0.53741 | 0.5411 | 0.54459 | 0.54789 | 0.55101 | 0.55396 | 0.55673 | 0.55933 | 0.56178 | 0.56407 | 0.56621 | 0.56819 | 0.57004 | 0.57174 | 0.57331 | 0.57474 | 0.57604 | 0.57965 | 0.58116 | 0.58259 | 0.58394 | 0.58522 | 0.58643 | 0.58757 | 0.58864 | 0.58965 | 0.5906 | 0.5915 | 0.59233 | 0.59312 | 0.59385 | 0.59453 | 0.59516 | 0.59574 | 0.59628 | 0.59677 | 0.59722 | 0.59722
24 | 0.38479 | 0.39525 | 0.40517 | 0.41457 | 0.42348 | 0.43192 | 0.43992 | 0.44751 | 0.45471 | 0.46156 | 0.46806 | 0.47424 | 0.48013 | 0.48572 | 0.49104 | 0.4961 | 0.50091 | 0.50548 | 0.50982 | 0.51394 | 0.51786 | 0.52157 | 0.52509 | 0.52843 | 0.53158 | 0.53457 | 0.53739 | 0.54005 | 0.54256 | 0.54491 | 0.54712 | 0.54919 | 0.55113 | 0.55293 | 0.5546 | 0.55615 | 0.55757 | 0.56091 | 0.56247 | 0.56394 | 0.56534 | 0.56666 | 0.56792 | 0.5691 | 0.57022 | 0.57128 | 0.57227 | 0.5732 | 0.57408 | 0.5749 | 0.57567 | 0.57639 | 0.57705 | 0.57767 | 0.57824 | 0.57876 | 0.57924 | 0.57924
25 | 0.36875 | 0.37793 | 0.38717 | 0.39619 | 0.40488 | 0.41319 | 0.42113 | 0.42869 | 0.43589 | 0.44274 | 0.44927 | 0.45549 | 0.4614 | 0.46703 | 0.47239 | 0.47748 | 0.48232 | 0.48691 | 0.49127 | 0.4954 | 0.49932 | 0.50303 | 0.50655 | 0.50988 | 0.51303 | 0.51601 | 0.51882 | 0.52147 | 0.52397 | 0.52633 | 0.52854 | 0.53061 | 0.53256 | 0.53437 | 0.53606 | 0.53764 | 0.5391 | 0.54245 | 0.54403 | 0.54554 | 0.54697 | 0.54833 | 0.54963 | 0.55086 | 0.55202 | 0.55313 | 0.55418 | 0.55517 | 0.5561 | 0.55699 | 0.55782 | 0.55861 | 0.55934 | 0.56004 | 0.56068 | 0.56129 | 0.56185 | 0.56185
26 | 0.35183 | 0.36193 | 0.37125 | 0.38001 | 0.38831 | 0.39621 | 0.40375 | 0.41096 | 0.41786 | 0.42446 | 0.43079 | 0.43686 | 0.44267 | 0.44823 | 0.45355 | 0.45864 | 0.46349 | 0.46812 | 0.47254 | 0.47674 | 0.48074 | 0.48455 | 0.48817 | 0.49161 | 0.49487 | 0.49797 | 0.50091 | 0.50369 | 0.50632 | 0.50881 | 0.51115 | 0.51336 | 0.51543 | 0.51738 | 0.51921 | 0.52091 | 0.5225 | 0.52544 | 0.52708 | 0.52864 | 0.53011 | 0.53151 | 0.53283 | 0.53408 | 0.53527 | 0.53638 | 0.53743 | 0.53841 | 0.53934 | 0.5402 | 0.54101 | 0.54176 | 0.54245 | 0.54309 | 0.54368 | 0.54423 | 0.54472 | 0.54472
27 | 0.33796 | 0.34678 | 0.3553 | 0.36355 | 0.37153 | 0.37923 | 0.38667 | 0.39383 | 0.40072 | 0.40735 | 0.41373 | 0.41984 | 0.42571 | 0.43133 | 0.4367 | 0.44183 | 0.44673 | 0.45139 | 0.45582 | 0.46003 | 0.46402 | 0.46781 | 0.47139 | 0.47478 | 0.47798 | 0.481 | 0.48385 | 0.48652 | 0.48903 | 0.49138 | 0.49357 | 0.49561 | 0.49751 | 0.49926 | 0.50088 | 0.50236 | 0.50372 | 0.50772 | 0.50938 | 0.51095 | 0.51246 | 0.51389 | 0.51526 | 0.51656 | 0.5178 | 0.51898 | 0.52009 | 0.52115 | 0.52216 | 0.52311 | 0.52401 | 0.52487 | 0.52567 | 0.52643 | 0.52714 | 0.52781 | 0.52843 | 0.52843
28 | 0.32318 | 0.33223 | 0.34073 | 0.34883 | 0.35659 | 0.36405 | 0.37122 | 0.37811 | 0.38474 | 0.39111 | 0.39724 | 0.40312 | 0.40877 | 0.41419 | 0.41938 | 0.42435 | 0.42911 | 0.43365 | 0.43798 | 0.44211 | 0.44605 | 0.4498 | 0.45336 | 0.45674 | 0.45995 | 0.46299 | 0.46587 | 0.46858 | 0.47114 | 0.47355 | 0.4758 | 0.47792 | 0.47989 | 0.48172 | 0.48341 | 0.48498 | 0.48641 | 0.49035 | 0.49209 | 0.49375 | 0.49534 | 0.49686 | 0.49832 | 0.49972 | 0.50105 | 0.50233 | 0.50355 | 0.50472 | 0.50583 | 0.50689 | 0.5079 | 0.50887 | 0.50978 | 0.51065 | 0.51148 | 0.51227 | 0.51301 | 0.51301
29 | 0.30948 | 0.31821 | 0.32646 | 0.33435 | 0.34193 | 0.34923 | 0.35626 | 0.36302 | 0.36952 | 0.37577 | 0.38178 | 0.38756 | 0.3931 | 0.39843 | 0.40353 | 0.40843 | 0.41313 | 0.41762 | 0.42193 | 0.42605 | 0.42998 | 0.43373 | 0.43731 | 0.44072 | 0.44395 | 0.44702 | 0.44993 | 0.45268 | 0.45527 | 0.45771 | 0.45999 | 0.46212 | 0.4641 | 0.46593 | 0.46761 | 0.46915 | 0.47054 | 0.47451 | 0.47627 | 0.47797 | 0.47959 | 0.48115 | 0.48265 | 0.48408 | 0.48546 | 0.48678 | 0.48804 | 0.48925 | 0.49041 | 0.49152 | 0.49258 | 0.49359 | 0.49456 | 0.49548 | 0.49636 | 0.4972 | 0.498 | 0.498
30 | 0.29637 | 0.30635 | 0.31487 | 0.32263 | 0.32992 | 0.33686 | 0.34351 | 0.34991 | 0.35607 | 0.362 | 0.36771 | 0.37321 | 0.37851 | 0.38362 | 0.38853 | 0.39327 | 0.39783 | 0.40223 | 0.40646 | 0.41053 | 0.41443 | 0.41817 | 0.42175 | 0.42517 | 0.42842 | 0.4315 | 0.43443 | 0.43718 | 0.43978 | 0.4422 | 0.44446 | 0.44655 | 0.44847 | 0.45022 | 0.4518 | 0.4532 | 0.45443 | 0.45834 | 0.46015 | 0.46189 | 0.46357 | 0.4652 | 0.46677 | 0.46829 | 0.46977 | 0.47119 | 0.47257 | 0.4739 | 0.47519 | 0.47644 | 0.47764 | 0.47881 | 0.47994 | 0.48104 | 0.4821 | 0.48312 | 0.48411 | 0.48411
30.001 | 0.29637 | 0.30635 | 0.31487 | 0.32263 | 0.32992 | 0.33686 | 0.34351 | 0.34991 | 0.35607 | 0.362 | 0.36771 | 0.37321 | 0.37851 | 0.38362 | 0.38853 | 0.39327 | 0.39783 | 0.40223 | 0.40646 | 0.41053 | 0.41443 | 0.41817 | 0.42175 | 0.42517 | 0.42842 | 0.4315 | 0.43443 | 0.43718 | 0.43978 | 0.4422 | 0.44446 | 0.44655 | 0.44847 | 0.45022 | 0.4518 | 0.4532 | 0.45443 | 0.45834 | 0.46015 | 0.46189 | 0.46357 | 0.4652 | 0.46677 | 0.46829 | 0.46977 | 0.47119 | 0.47257 | 0.4739 | 0.47519 | 0.47644 | 0.47764 | 0.47881 | 0.47994 | 0.48104 | 0.4821 | 0.48312 | 0.48411 | 0.48411
RDF | bar: Field Size 4 to Field Size 6
Y Jaw
X Jaw | 4 | 5 | 6 | 7 | 8 | 9 | 10 | 11 | 12 | 13 | 14 | 15 | 16 | 17 | 18 | 19 | 20 | 21 | 22 | 23 | 24 | 25 | 26 | 27 | 28 | 29 | 30 | 31 | 32 | 33 | 34 | 35 | 36 | 37 | 38 | 39 | 40 | 40.001
4 | 0.92611 | 0.93571 | 0.9427 | 0.9481 | 0.9523 | 0.9559 | 0.95866 | 0.96136 | 0.963 | 0.96545 | 0.96716 | 0.9688 | 0.97007 | 0.97133 | 0.97249 | 0.973 | 0.974 | 0.9755 | 0.97637 | 0.97719 | 0.97797 | 0.97854 | 0.97942 | 0.98009 | 0.98073 | 0.98135 | 0.9816 | 0.98252 | 0.98307 | 0.9836 | 0.98412 | 0.98499 | 0.98512 | 0.98559 | 0.98606 | 0.98651 | 0.98691 | 0.98691
5 | 0.93198 | 0.94298 | 0.9511 | 0.95761 | 0.96264 | 0.96703 | 0.97062 | 0.9737 | 0.97655 | 0.97872 | 0.9808 | 0.98282 | 0.98434 | 0.98586 | 0.98725 | 0.98852 | 0.98977 | 0.99078 | 0.99178 | 0.99272 | 0.9936 | 0.99415 | 0.99519 | 0.99592 | 0.99661 | 0.99726 | 0.99763 | 0.999 | 0.99902 | 0.99956 | 1.0001 | 1.0008 | 1.001 | 1.002 | 1.0019 | 1.0023 | 1.0027 | 1.0027
6 | 0.93622 | 0.9483 | 0.95723 | 0.96456 | 0.97019 | 0.97513 | 0.97929 | 0.98266 | 0.98583 | 0.989 | 0.99071 | 0.993 | 0.99472 | 0.99644 | 0.99801 | 0.99944 | 1.0008 | 1.002 | 1.0031 | 1.0041 | 1.0051 | 1.0057 | 1.0069 | 1.0077 | 1.0084 | 1.0091 | 1.0096 | 1.0104 | 1.0111 | 1.0116 | 1.0122 | 1.0129 | 1.0132 | 1.0137 | 1.0141 | 1.0145 | 1.015 | 1.015
7 | 0.93971 | 0.95251 | 0.96204 | 0.97001 | 0.97614 | 0.98153 | 0.98616 | 0.98981 | 0.99328 | 0.99608 | 0.99869 | 1.0012 | 1.0031 | 1.005 | 1.0067 | 1.0083 | 1.0098 | 1.0111 | 1.0123 | 1.0135 | 1.014 | 1.0152 | 1.0164 | 1.0173 | 1.0181 | 1.0189 | 1.0194 | 1.0202 | 1.0209 | 1.0215 | 1.022 | 1.0227 | 1.0231 | 1.0235 | 1.024 | 1.0244 | 1.0249 | 1.0249
8 | 0.94248 | 0.95579 | 0.96573 | 0.97417 | 0.98067 | 0.987 | 0.99133 | 0.99519 | 0.9989 | 1.0019 | 1.0047 | 1.0074 | 1.0094 | 1.0115 | 1.0133 | 1.015 | 1.0166 | 1.018 | 1.0193 | 1.0205 | 1.0217 | 1.023 | 1.0237 | 1.0246 | 1.0255 | 1.0263 | 1.0268 | 1.0277 | 1.0284 | 1.029 | 1.0296 | 1.0303 | 1.0307 | 1.0312 | 1.0316 | 1.0321 | 1.0326 | 1.0326
9 | 0.944 | 0.95848 | 0.96885 | 0.97774 | 0.98459 | 0.99059 | 0.99583 | 0.9999 | 1.0038 | 1.007 | 1.01 | 1.0128 | 1.015 | 1.0172 | 1.0192 | 1.021 | 1.0227 | 1.0242 | 1.0256 | 1.0269 | 1.0281 | 1.0289 | 1.0303 | 1.0313 | 1.0322 | 1.0331 | 1.0337 | 1.0346 | 1.0354 | 1.036 | 1.0367 | 1.0374 | 1.0379 | 1.0384 | 1.0389 | 1.0394 | 1.04 | 1.04
10 | 0.94636 | 0.96048 | 0.972 | 0.981 | 0.98754 | 0.99385 | 1 | 1.0037 | 1.0079 | 1.0113 | 1.0145 | 1.0175 | 1.0199 | 1.0222 | 1.0243 | 1.0263 | 1.0281 | 1.0297 | 1.0312 | 1.0326 | 1.0339 | 1.0348 | 1.0363 | 1.0373 | 1.0383 | 1.0392 | 1.0399 | 1.0409 | 1.0416 | 1.0424 | 1.043 | 1.0437 | 1.0442 | 1.0448 | 1.0453 | 1.0458 | 1.0465 | 1.0465
11 | 0.94794 | 0.962 | 0.97351 | 0.98304 | 0.991 | 0.9968 | 1.003 | 1.0068 | 1.0111 | 1.0145 | 1.0178 | 1.0209 | 1.0233 | 1.0257 | 1.0278 | 1.0298 | 1.0318 | 1.034 | 1.0349 | 1.037 | 1.0377 | 1.0386 | 1.0402 | 1.0413 | 1.0423 | 1.0433 | 1.0439 | 1.045 | 1.0459 | 1.0466 | 1.048 | 1.0481 | 1.0487 | 1.05 | 1.0499 | 1.051 | 1.0512 | 1.0512
12 | 0.94936 | 0.9644 | 0.97562 | 0.98541 | 0.99295 | 0.999 | 1.0053 | 1.0098 | 1.0142 | 1.0177 | 1.021 | 1.0242 | 1.0267 | 1.0291 | 1.0314 | 1.0334 | 1.0354 | 1.0371 | 1.0387 | 1.0402 | 1.0416 | 1.0425 | 1.0441 | 1.0453 | 1.0463 | 1.0474 | 1.0481 | 1.0492 | 1.0501 | 1.0509 | 1.0516 | 1.0524 | 1.053 | 1.0537 | 1.0543 | 1.0549 | 1.0557 | 1.0557
13 | 0.95038 | 0.96555 | 0.97689 | 0.98688 | 0.99459 | 1.0013 | 1.0073 | 1.0119 | 1.017 | 1.021 | 1.0235 | 1.0268 | 1.03 | 1.032 | 1.0343 | 1.0364 | 1.038 | 1.0402 | 1.0419 | 1.043 | 1.045 | 1.046 | 1.0476 | 1.0488 | 1.05 | 1.051 | 1.0517 | 1.053 | 1.0539 | 1.0547 | 1.0555 | 1.0563 | 1.057 | 1.0577 | 1.0583 | 1.0589 | 1.0598 | 1.0598
14 | 0.95137 | 0.96674 | 0.97825 | 0.98843 | 0.99629 | 1.0031 | 1.0092 | 1.014 | 1.0186 | 1.023 | 1.0259 | 1.0292 | 1.0319 | 1.0345 | 1.0369 | 1.0392 | 1.0413 | 1.0431 | 1.0448 | 1.0465 | 1.048 | 1.049 | 1.0507 | 1.052 | 1.0531 | 1.0542 | 1.055 | 1.0563 | 1.0572 | 1.0581 | 1.0589 | 1.0597 | 1.061 | 1.062 | 1.0619 | 1.0625 | 1.064 | 1.064
15 | 0.95217 | 0.968 | 0.979 | 0.99018 | 0.99818 | 1.0051 | 1.0113 | 1.0161 | 1.0208 | 1.0246 | 1.0281 | 1.031 | 1.0343 | 1.0369 | 1.0394 | 1.0416 | 1.0438 | 1.0456 | 1.0474 | 1.0491 | 1.0507 | 1.0517 | 1.0535 | 1.0548 | 1.056 | 1.0572 | 1.058 | 1.0593 | 1.0603 | 1.0613 | 1.0621 | 1.063 | 1.0638 | 1.0646 | 1.0653 | 1.066 | 1.067 | 1.067
16 | 0.95299 | 0.9687 | 0.98049 | 0.99097 | 0.99909 | 1.0062 | 1.013 | 1.018 | 1.0223 | 1.0261 | 1.0298 | 1.0333 | 1.0361 | 1.0389 | 1.0414 | 1.0437 | 1.046 | 1.0479 | 1.0497 | 1.0514 | 1.0531 | 1.0542 | 1.056 | 1.0573 | 1.0586 | 1.0597 | 1.0605 | 1.0619 | 1.0629 | 1.0639 | 1.0648 | 1.0656 | 1.067 | 1.068 | 1.068 | 1.0687 | 1.0696 | 1.0696
17 | 0.95367 | 0.96952 | 0.98142 | 0.99203 | 1.0003 | 1.0074 | 1.0138 | 1.0188 | 1.0238 | 1.0277 | 1.032 | 1.035 | 1.0379 | 1.0407 | 1.0433 | 1.0457 | 1.048 | 1.0499 | 1.0518 | 1.053 | 1.0552 | 1.0564 | 1.0582 | 1.0596 | 1.0609 | 1.0621 | 1.0629 | 1.0643 | 1.0654 | 1.0664 | 1.0673 | 1.0682 | 1.069 | 1.0698 | 1.0706 | 1.072 | 1.0723 | 1.0723
18 | 0.95427 | 0.97024 | 0.98225 | 0.99298 | 1.0013 | 1.008 | 1.015 | 1.0201 | 1.0252 | 1.0291 | 1.0329 | 1.0366 | 1.0395 | 1.043 | 1.045 | 1.048 | 1.0498 | 1.0518 | 1.0537 | 1.055 | 1.0572 | 1.0584 | 1.0603 | 1.0617 | 1.063 | 1.0643 | 1.0651 | 1.066 | 1.067 | 1.068 | 1.069 | 1.0705 | 1.0714 | 1.0722 | 1.073 | 1.0738 | 1.0748 | 1.0748
19 | 0.9548 | 0.97088 | 0.983 | 0.99383 | 1.0022 | 1.009 | 1.0161 | 1.0213 | 1.0264 | 1.0304 | 1.0343 | 1.038 | 1.041 | 1.0439 | 1.0466 | 1.049 | 1.0515 | 1.0535 | 1.0554 | 1.0573 | 1.059 | 1.0602 | 1.0622 | 1.0636 | 1.065 | 1.0662 | 1.0671 | 1.068 | 1.069 | 1.07 | 1.071 | 1.072 | 1.073 | 1.0744 | 1.0752 | 1.076 | 1.0771 | 1.0771
20 | 0.95533 | 0.97135 | 0.98347 | 0.99433 | 1.0028 | 1.0102 | 1.0168 | 1.022 | 1.0272 | 1.0313 | 1.0352 | 1.039 | 1.042 | 1.045 | 1.0477 | 1.0502 | 1.0527 | 1.0547 | 1.0567 | 1.0586 | 1.0604 | 1.0616 | 1.0636 | 1.0651 | 1.0665 | 1.0678 | 1.0687 | 1.0702 | 1.0713 | 1.0724 | 1.0734 | 1.0743 | 1.0753 | 1.0761 | 1.077 | 1.0778 | 1.0789 | 1.0789
21 | 0.95571 | 0.97198 | 0.98427 | 0.99527 | 1.0038 | 1.0113 | 1.018 | 1.0233 | 1.028 | 1.0327 | 1.0367 | 1.0405 | 1.0435 | 1.0466 | 1.0493 | 1.0519 | 1.0544 | 1.0564 | 1.0585 | 1.0604 | 1.0622 | 1.0635 | 1.0655 | 1.067 | 1.0684 | 1.0697 | 1.0706 | 1.0722 | 1.0733 | 1.0744 | 1.0755 | 1.0764 | 1.0774 | 1.0783 | 1.0791 | 1.08 | 1.0811 | 1.0811
22 | 0.9561 | 0.97245 | 0.98482 | 0.9959 | 1.0045 | 1.0121 | 1.0188 | 1.0242 | 1.029 | 1.0337 | 1.0377 | 1.041 | 1.0447 | 1.0477 | 1.0505 | 1.0531 | 1.0557 | 1.0578 | 1.0598 | 1.0618 | 1.0636 | 1.0649 | 1.067 | 1.0685 | 1.0699 | 1.0713 | 1.0722 | 1.0738 | 1.075 | 1.0761 | 1.0771 | 1.0781 | 1.0791 | 1.08 | 1.0809 | 1.0817 | 1.0829 | 1.0829
23 | 0.95645 | 0.97287 | 0.98531 | 0.99646 | 1.0052 | 1.0128 | 1.0195 | 1.025 | 1.0304 | 1.0346 | 1.0386 | 1.042 | 1.0457 | 1.0488 | 1.0516 | 1.0543 | 1.0569 | 1.059 | 1.0611 | 1.0631 | 1.0649 | 1.0662 | 1.0683 | 1.0699 | 1.0713 | 1.0727 | 1.0737 | 1.0753 | 1.0765 | 1.0776 | 1.0787 | 1.0797 | 1.0807 | 1.0816 | 1.0825 | 1.084 | 1.0845 | 1.0845
24 | 0.95677 | 0.97326 | 0.98576 | 0.99698 | 1.0057 | 1.0134 | 1.0202 | 1.0257 | 1.0312 | 1.0354 | 1.039 | 1.0435 | 1.0467 | 1.0498 | 1.0527 | 1.0554 | 1.058 | 1.0601 | 1.0623 | 1.0643 | 1.0662 | 1.0675 | 1.069 | 1.0712 | 1.0727 | 1.0741 | 1.0751 | 1.0767 | 1.0779 | 1.079 | 1.0801 | 1.0811 | 1.0822 | 1.0831 | 1.084 | 1.0849 | 1.0861 | 1.0861
25 | 0.95699 | 0.97351 | 0.98604 | 0.99728 | 1.0061 | 1.0138 | 1.0206 | 1.027 | 1.0316 | 1.0359 | 1.04 | 1.044 | 1.0472 | 1.051 | 1.054 | 1.056 | 1.0587 | 1.0608 | 1.063 | 1.065 | 1.0669 | 1.069 | 1.071 | 1.073 | 1.0735 | 1.075 | 1.076 | 1.0776 | 1.0789 | 1.08 | 1.0811 | 1.0822 | 1.0832 | 1.0842 | 1.0851 | 1.086 | 1.0872 | 1.0872
26 | 0.95732 | 0.97392 | 0.98655 | 0.99787 | 1.0068 | 1.0145 | 1.0214 | 1.0271 | 1.0326 | 1.0369 | 1.0411 | 1.0451 | 1.0484 | 1.0516 | 1.0546 | 1.0573 | 1.06 | 1.0622 | 1.0644 | 1.0664 | 1.0684 | 1.0697 | 1.0719 | 1.0735 | 1.0751 | 1.0765 | 1.0775 | 1.0792 | 1.0804 | 1.0816 | 1.0827 | 1.0838 | 1.0848 | 1.0858 | 1.0868 | 1.0877 | 1.0889 | 1.0889
27 | 0.95756 | 0.97421 | 0.9869 | 0.99827 | 1.0072 | 1.015 | 1.022 | 1.0277 | 1.0333 | 1.0376 | 1.0418 | 1.0459 | 1.0492 | 1.0524 | 1.0554 | 1.0582 | 1.0609 | 1.0631 | 1.0653 | 1.0674 | 1.0694 | 1.0707 | 1.073 | 1.0746 | 1.0761 | 1.0776 | 1.0787 | 1.0803 | 1.0816 | 1.0828 | 1.0839 | 1.085 | 1.0861 | 1.0871 | 1.088 | 1.0889 | 1.0902 | 1.0902
28 | 0.95777 | 0.97447 | 0.98722 | 0.99863 | 1.0076 | 1.0155 | 1.0225 | 1.0282 | 1.0338 | 1.0382 | 1.0425 | 1.046 | 1.0499 | 1.0532 | 1.0562 | 1.059 | 1.0617 | 1.064 | 1.0662 | 1.0683 | 1.0703 | 1.0717 | 1.0739 | 1.0756 | 1.0772 | 1.0787 | 1.0797 | 1.0814 | 1.0827 | 1.0839 | 1.0851 | 1.0861 | 1.0872 | 1.0882 | 1.0892 | 1.0901 | 1.0913 | 1.0913
29 | 0.95797 | 0.97471 | 0.98751 | 0.99896 | 1.008 | 1.0159 | 1.0229 | 1.0287 | 1.0344 | 1.0388 | 1.0431 | 1.0473 | 1.0506 | 1.0539 | 1.0569 | 1.0598 | 1.0625 | 1.0648 | 1.0671 | 1.0692 | 1.0712 | 1.0726 | 1.0749 | 1.0765 | 1.0781 | 1.0796 | 1.0807 | 1.0824 | 1.0837 | 1.0849 | 1.0861 | 1.0872 | 1.0883 | 1.0893 | 1.0903 | 1.0912 | 1.0925 | 1.0925
30 | 0.9581 | 0.97482 | 0.98768 | 0.99922 | 1.0083 | 1.0164 | 1.0235 | 1.0294 | 1.0351 | 1.0396 | 1.044 | 1.0482 | 1.0516 | 1.055 | 1.0581 | 1.0609 | 1.0638 | 1.066 | 1.0683 | 1.0705 | 1.072 | 1.0739 | 1.0762 | 1.0779 | 1.0795 | 1.081 | 1.0821 | 1.083 | 1.085 | 1.0862 | 1.0874 | 1.0885 | 1.089 | 1.09 | 1.0915 | 1.0924 | 1.093 | 1.093
31 | 0.95831 | 0.97512 | 0.98802 | 0.99955 | 1.0086 | 1.0167 | 1.0238 | 1.0296 | 1.0354 | 1.0399 | 1.0443 | 1.0485 | 1.0519 | 1.0552 | 1.0583 | 1.0612 | 1.064 | 1.0663 | 1.0686 | 1.0708 | 1.0728 | 1.075 | 1.0766 | 1.0783 | 1.0799 | 1.0814 | 1.0826 | 1.0843 | 1.0856 | 1.0868 | 1.088 | 1.0892 | 1.0903 | 1.0913 | 1.0923 | 1.0933 | 1.094 | 1.094
32 | 0.95846 | 0.9753 | 0.98825 | 0.99981 | 1.0089 | 1.017 | 1.0241 | 1.0301 | 1.0358 | 1.041 | 1.0448 | 1.049 | 1.0525 | 1.0558 | 1.0589 | 1.0618 | 1.0647 | 1.067 | 1.0693 | 1.0715 | 1.0736 | 1.076 | 1.0774 | 1.0791 | 1.0807 | 1.0823 | 1.0834 | 1.0851 | 1.0865 | 1.0877 | 1.0889 | 1.0901 | 1.0912 | 1.0922 | 1.0932 | 1.0942 | 1.0954 | 1.0954
33 | 0.95859 | 0.97546 | 0.98846 | 1 | 1.0092 | 1.0174 | 1.0245 | 1.0304 | 1.0363 | 1.0408 | 1.0453 | 1.049 | 1.053 | 1.0564 | 1.059 | 1.0624 | 1.0653 | 1.0677 | 1.07 | 1.0722 | 1.0743 | 1.0757 | 1.0781 | 1.0798 | 1.0815 | 1.0831 | 1.0843 | 1.0859 | 1.0873 | 1.0885 | 1.0898 | 1.0909 | 1.092 | 1.0931 | 1.0941 | 1.0951 | 1.0963 | 1.0963
34 | 0.95871 | 0.97561 | 0.98866 | 1.0003 | 1.0095 | 1.0177 | 1.0248 | 1.0308 | 1.0367 | 1.042 | 1.0457 | 1.05 | 1.0535 | 1.0569 | 1.0601 | 1.063 | 1.066 | 1.0683 | 1.0707 | 1.0729 | 1.075 | 1.077 | 1.0788 | 1.0806 | 1.0822 | 1.0838 | 1.085 | 1.0867 | 1.0881 | 1.0893 | 1.0906 | 1.0917 | 1.0928 | 1.0939 | 1.0949 | 1.0959 | 1.0972 | 1.0972
35 | 0.9589 | 0.97581 | 0.9889 | 1.0005 | 1.0098 | 1.018 | 1.0252 | 1.0312 | 1.0371 | 1.0417 | 1.0462 | 1.05 | 1.0541 | 1.0575 | 1.0607 | 1.0637 | 1.0666 | 1.069 | 1.0714 | 1.0736 | 1.0758 | 1.078 | 1.0796 | 1.0814 | 1.0831 | 1.0847 | 1.086 | 1.0876 | 1.089 | 1.0903 | 1.0915 | 1.0927 | 1.0939 | 1.0949 | 1.096 | 1.097 | 1.0982 | 1.0982
36 | 0.95892 | 0.97587 | 0.989 | 1.0007 | 1.0099 | 1.0182 | 1.0254 | 1.0315 | 1.0374 | 1.0421 | 1.0466 | 1.051 | 1.055 | 1.058 | 1.0612 | 1.0641 | 1.0671 | 1.0695 | 1.0719 | 1.0741 | 1.0763 | 1.0776 | 1.0801 | 1.0819 | 1.0836 | 1.0852 | 1.087 | 1.0881 | 1.0895 | 1.0908 | 1.092 | 1.0932 | 1.0944 | 1.0954 | 1.0965 | 1.0974 | 1.098 | 1.098
37 | 0.95901 | 0.97598 | 0.98916 | 1.0008 | 1.0101 | 1.0184 | 1.0257 | 1.0318 | 1.0378 | 1.043 | 1.047 | 1.0514 | 1.0549 | 1.0584 | 1.0617 | 1.0646 | 1.0676 | 1.07 | 1.0724 | 1.0747 | 1.0768 | 1.079 | 1.0808 | 1.0825 | 1.0842 | 1.0858 | 1.0871 | 1.0888 | 1.0902 | 1.0915 | 1.0927 | 1.0939 | 1.095 | 1.0961 | 1.0972 | 1.0982 | 1.0994 | 1.0994
38 | 0.9591 | 0.97608 | 0.9893 | 1.001 | 1.0103 | 1.0187 | 1.026 | 1.0321 | 1.0381 | 1.0428 | 1.0474 | 1.051 | 1.0554 | 1.0589 | 1.0621 | 1.0651 | 1.0681 | 1.0705 | 1.073 | 1.0753 | 1.0774 | 1.0788 | 1.0813 | 1.0831 | 1.0848 | 1.0865 | 1.0878 | 1.0894 | 1.0908 | 1.0921 | 1.0934 | 1.0946 | 1.0957 | 1.0968 | 1.0978 | 1.0988 | 1.1001 | 1.1001
39 | 0.95917 | 0.97618 | 0.98944 | 1.0012 | 1.0105 | 1.0189 | 1.0262 | 1.0324 | 1.0384 | 1.0431 | 1.0477 | 1.0522 | 1.0558 | 1.0593 | 1.0626 | 1.0656 | 1.0686 | 1.071 | 1.0735 | 1.0758 | 1.078 | 1.08 | 1.0819 | 1.0837 | 1.0854 | 1.087 | 1.0884 | 1.09 | 1.0914 | 1.0927 | 1.094 | 1.0952 | 1.0963 | 1.0974 | 1.0985 | 1.0995 | 1.1 | 1.1
40 | 0.95922 | 0.97631 | 0.98963 | 1.0014 | 1.0107 | 1.0191 | 1.0265 | 1.0327 | 1.0386 | 1.044 | 1.048 | 1.0525 | 1.0561 | 1.0596 | 1.0629 | 1.0659 | 1.0689 | 1.0714 | 1.0738 | 1.0761 | 1.0783 | 1.0797 | 1.0823 | 1.0841 | 1.0858 | 1.0874 | 1.0888 | 1.0905 | 1.0919 | 1.0932 | 1.0944 | 1.0957 | 1.0968 | 1.0979 | 1.099 | 1.1 | 1.1012 | 1.1012
40.001 | 0.95922 | 0.97631 | 0.98963 | 1.0014 | 1.0107 | 1.0191 | 1.0265 | 1.0327 | 1.0386 | 1.044 | 1.048 | 1.0525 | 1.0561 | 1.0596 | 1.0629 | 1.0659 | 1.0689 | 1.0714 | 1.0738 | 1.0761 | 1.0783 | 1.0797 | 1.0823 | 1.0841 | 1.0858 | 1.0874 | 1.0888 | 1.0905 | 1.0919 | 1.0932 | 1.0944 | 1.0957 | 1.0968 | 1.0979 | 1.099 | 1.1 | 1.1012 | 1.1012
Enhanced Dynamic Wedge Factors | bar: Y Jaw 4 to Y Jaw 8
Fixed Jaw | Y Jaw 4: EDW60; Y Jaw 5: EDW45; Y Jaw 6: EDW30; Y Jaw 7: EDW25; Y Jaw 8: EDW20; Y Jaw 9: EDW15; Y Jaw 10: EDW10
0 | Y Jaw 4: 1.0541; Y Jaw 5: 1.0305; Y Jaw 6: 1.0175; Y Jaw 7: 1.0142; Y Jaw 8: 1.0112; Y Jaw 9: 1.0082; Y Jaw 10: 1.0055
0.1 | Y Jaw 4: 1.0443; Y Jaw 5: 1.0251; Y Jaw 6: 1.0144; Y Jaw 7: 1.0117; Y Jaw 8: 1.0093; Y Jaw 9: 1.0068; Y Jaw 10: 1.0046
0.2 | Y Jaw 4: 1.0347; Y Jaw 5: 1.0197; Y Jaw 6: 1.0114; Y Jaw 7: 1.0093; Y Jaw 8: 1.0073; Y Jaw 9: 1.0054; Y Jaw 10: 1.0036
0.3 | Y Jaw 4: 1.0251; Y Jaw 5: 1.0142; Y Jaw 6: 1.0083; Y Jaw 7: 1.0068; Y Jaw 8: 1.0054; Y Jaw 9: 1.004; Y Jaw 10: 1.0027
0.4 | Y Jaw 4: 1.0156; Y Jaw 5: 1.0088; Y Jaw 6: 1.0052; Y Jaw 7: 1.0043; Y Jaw 8: 1.0035; Y Jaw 9: 1.0026; Y Jaw 10: 1.0018
0.5 | Y Jaw 4: 1.0062; Y Jaw 5: 1.0035; Y Jaw 6: 1.0021; Y Jaw 7: 1.0018; Y Jaw 8: 1.0015; Y Jaw 9: 1.0012; Y Jaw 10: 1.0008
0.6 | Y Jaw 4: 0.99689; Y Jaw 5: 0.99807; Y Jaw 6: 0.99897; Y Jaw 7: 0.99927; Y Jaw 8: 0.99954; Y Jaw 9: 0.99971; Y Jaw 10: 0.99987
0.7 | Y Jaw 4: 0.98766; Y Jaw 5: 0.99269; Y Jaw 6: 0.99585; Y Jaw 7: 0.99674; Y Jaw 8: 0.99757; Y Jaw 9: 0.99825; Y Jaw 10: 0.99891
0.8 | Y Jaw 4: 0.97852; Y Jaw 5: 0.98733; Y Jaw 6: 0.99272; Y Jaw 7: 0.99421; Y Jaw 8: 0.99559; Y Jaw 9: 0.99679; Y Jaw 10: 0.99795
0.9 | Y Jaw 4: 0.96946; Y Jaw 5: 0.98197; Y Jaw 6: 0.98958; Y Jaw 7: 0.99166; Y Jaw 8: 0.99359; Y Jaw 9: 0.99531; Y Jaw 10: 0.99698
1 | Y Jaw 4: 0.96049; Y Jaw 5: 0.97662; Y Jaw 6: 0.98643; Y Jaw 7: 0.9891; Y Jaw 8: 0.99159; Y Jaw 9: 0.99383; Y Jaw 10: 0.996
1.1 | Y Jaw 4: 0.9516; Y Jaw 5: 0.97127; Y Jaw 6: 0.98327; Y Jaw 7: 0.98654; Y Jaw 8: 0.98957; Y Jaw 9: 0.99234; Y Jaw 10: 0.99501
1.2 | Y Jaw 4: 0.94279; Y Jaw 5: 0.96594; Y Jaw 6: 0.9801; Y Jaw 7: 0.98396; Y Jaw 8: 0.98755; Y Jaw 9: 0.99084; Y Jaw 10: 0.99402
1.3 | Y Jaw 4: 0.93406; Y Jaw 5: 0.96062; Y Jaw 6: 0.97693; Y Jaw 7: 0.98137; Y Jaw 8: 0.98551; Y Jaw 9: 0.98933; Y Jaw 10: 0.99301
1.4 | Y Jaw 4: 0.92542; Y Jaw 5: 0.9553; Y Jaw 6: 0.97374; Y Jaw 7: 0.97877; Y Jaw 8: 0.98346; Y Jaw 9: 0.98781; Y Jaw 10: 0.99201
1.5 | Y Jaw 4: 0.91685; Y Jaw 5: 0.95; Y Jaw 6: 0.97055; Y Jaw 7: 0.97617; Y Jaw 8: 0.98141; Y Jaw 9: 0.98628; Y Jaw 10: 0.99099
1.6 | Y Jaw 4: 0.90836; Y Jaw 5: 0.9447; Y Jaw 6: 0.96735; Y Jaw 7: 0.97355; Y Jaw 8: 0.97934; Y Jaw 9: 0.98474; Y Jaw 10: 0.98997
1.7 | Y Jaw 4: 0.89995; Y Jaw 5: 0.93942; Y Jaw 6: 0.96414; Y Jaw 7: 0.97092; Y Jaw 8: 0.97726; Y Jaw 9: 0.98319; Y Jaw 10: 0.98894
1.8 | Y Jaw 4: 0.89162; Y Jaw 5: 0.93414; Y Jaw 6: 0.96092; Y Jaw 7: 0.96828; Y Jaw 8: 0.97517; Y Jaw 9: 0.98163; Y Jaw 10: 0.9879
1.9 | Y Jaw 4: 0.88337; Y Jaw 5: 0.92888; Y Jaw 6: 0.95769; Y Jaw 7: 0.96563; Y Jaw 8: 0.97307; Y Jaw 9: 0.98007; Y Jaw 10: 0.98685
2 | Y Jaw 4: 0.87519; Y Jaw 5: 0.92363; Y Jaw 6: 0.95445; Y Jaw 7: 0.96297; Y Jaw 8: 0.97096; Y Jaw 9: 0.97849; Y Jaw 10: 0.9858
2.1 | Y Jaw 4: 0.86709; Y Jaw 5: 0.91838; Y Jaw 6: 0.95121; Y Jaw 7: 0.9603; Y Jaw 8: 0.96884; Y Jaw 9: 0.9769; Y Jaw 10: 0.98474
2.2 | Y Jaw 4: 0.85906; Y Jaw 5: 0.91315; Y Jaw 6: 0.94796; Y Jaw 7: 0.95762; Y Jaw 8: 0.96671; Y Jaw 9: 0.97531; Y Jaw 10: 0.98367
2.3 | Y Jaw 4: 0.85111; Y Jaw 5: 0.90793; Y Jaw 6: 0.9447; Y Jaw 7: 0.95493; Y Jaw 8: 0.96457; Y Jaw 9: 0.9737; Y Jaw 10: 0.98259
2.4 | Y Jaw 4: 0.84323; Y Jaw 5: 0.90272; Y Jaw 6: 0.94143; Y Jaw 7: 0.95223; Y Jaw 8: 0.96242; Y Jaw 9: 0.97209; Y Jaw 10: 0.98151
2.5 | Y Jaw 4: 0.83543; Y Jaw 5: 0.89753; Y Jaw 6: 0.93815; Y Jaw 7: 0.94952; Y Jaw 8: 0.96026; Y Jaw 9: 0.97046; Y Jaw 10: 0.98042
2.6 | Y Jaw 4: 0.82769; Y Jaw 5: 0.89234; Y Jaw 6: 0.93487; Y Jaw 7: 0.9468; Y Jaw 8: 0.95809; Y Jaw 9: 0.96883; Y Jaw 10: 0.97932
2.7 | Y Jaw 4: 0.82003; Y Jaw 5: 0.88717; Y Jaw 6: 0.93158; Y Jaw 7: 0.94407; Y Jaw 8: 0.9559; Y Jaw 9: 0.96718; Y Jaw 10: 0.97821
2.8 | Y Jaw 4: 0.81244; Y Jaw 5: 0.882; Y Jaw 6: 0.92828; Y Jaw 7: 0.94134; Y Jaw 8: 0.95371; Y Jaw 9: 0.96553; Y Jaw 10: 0.9771
2.9 | Y Jaw 4: 0.80492; Y Jaw 5: 0.87686; Y Jaw 6: 0.92498; Y Jaw 7: 0.93859; Y Jaw 8: 0.95151; Y Jaw 9: 0.96386; Y Jaw 10: 0.97598
3 | Y Jaw 4: 0.79747; Y Jaw 5: 0.87172; Y Jaw 6: 0.92166; Y Jaw 7: 0.93583; Y Jaw 8: 0.94929; Y Jaw 9: 0.96219; Y Jaw 10: 0.97485
3.1 | Y Jaw 4: 0.79009; Y Jaw 5: 0.86659; Y Jaw 6: 0.91834; Y Jaw 7: 0.93307; Y Jaw 8: 0.94707; Y Jaw 9: 0.96051; Y Jaw 10: 0.97371
3.2 | Y Jaw 4: 0.78277; Y Jaw 5: 0.86148; Y Jaw 6: 0.91502; Y Jaw 7: 0.93029; Y Jaw 8: 0.94483; Y Jaw 9: 0.95881; Y Jaw 10: 0.97256
3.3 | Y Jaw 4: 0.77553; Y Jaw 5: 0.85639; Y Jaw 6: 0.91169; Y Jaw 7: 0.9275; Y Jaw 8: 0.94259; Y Jaw 9: 0.95711; Y Jaw 10: 0.97141
3.4 | Y Jaw 4: 0.76835; Y Jaw 5: 0.8513; Y Jaw 6: 0.90835; Y Jaw 7: 0.92471; Y Jaw 8: 0.94034; Y Jaw 9: 0.9554; Y Jaw 10: 0.97025
3.5 | Y Jaw 4: 0.76124; Y Jaw 5: 0.84623; Y Jaw 6: 0.905; Y Jaw 7: 0.92191; Y Jaw 8: 0.93807; Y Jaw 9: 0.95367; Y Jaw 10: 0.96908
3.6 | Y Jaw 4: 0.75419; Y Jaw 5: 0.84117; Y Jaw 6: 0.90165; Y Jaw 7: 0.91909; Y Jaw 8: 0.9358; Y Jaw 9: 0.95194; Y Jaw 10: 0.9679
3.7 | Y Jaw 4: 0.74721; Y Jaw 5: 0.83613; Y Jaw 6: 0.89829; Y Jaw 7: 0.91627; Y Jaw 8: 0.93351; Y Jaw 9: 0.9502; Y Jaw 10: 0.96671
3.8 | Y Jaw 4: 0.74029; Y Jaw 5: 0.8311; Y Jaw 6: 0.89493; Y Jaw 7: 0.91344; Y Jaw 8: 0.93122; Y Jaw 9: 0.94845; Y Jaw 10: 0.96552
3.9 | Y Jaw 4: 0.73344; Y Jaw 5: 0.82608; Y Jaw 6: 0.89156; Y Jaw 7: 0.9106; Y Jaw 8: 0.92891; Y Jaw 9: 0.94668; Y Jaw 10: 0.96431
4 | Y Jaw 4: 0.72627; Y Jaw 5: 0.8204; Y Jaw 6: 0.88772; Y Jaw 7: 0.90733; Y Jaw 8: 0.92626; Y Jaw 9: 0.94469; Y Jaw 10: 0.96295
4.1 | Y Jaw 4: 0.71961; Y Jaw 5: 0.81546; Y Jaw 6: 0.88436; Y Jaw 7: 0.9045; Y Jaw 8: 0.92396; Y Jaw 9: 0.94293; Y Jaw 10: 0.96175
4.2 | Y Jaw 4: 0.713; Y Jaw 5: 0.81054; Y Jaw 6: 0.88101; Y Jaw 7: 0.90167; Y Jaw 8: 0.92165; Y Jaw 9: 0.94115; Y Jaw 10: 0.96053
4.3 | Y Jaw 4: 0.70645; Y Jaw 5: 0.80564; Y Jaw 6: 0.87765; Y Jaw 7: 0.89883; Y Jaw 8: 0.91933; Y Jaw 9: 0.93937; Y Jaw 10: 0.95931
4.4 | Y Jaw 4: 0.69995; Y Jaw 5: 0.80076; Y Jaw 6: 0.87429; Y Jaw 7: 0.89599; Y Jaw 8: 0.91701; Y Jaw 9: 0.93758; Y Jaw 10: 0.95808
4.5 | Y Jaw 4: 0.69351; Y Jaw 5: 0.7959; Y Jaw 6: 0.87093; Y Jaw 7: 0.89314; Y Jaw 8: 0.91468; Y Jaw 9: 0.93578; Y Jaw 10: 0.95684
4.6 | Y Jaw 4: 0.68712; Y Jaw 5: 0.79106; Y Jaw 6: 0.86757; Y Jaw 7: 0.89029; Y Jaw 8: 0.91234; Y Jaw 9: 0.93397; Y Jaw 10: 0.9556
4.7 | Y Jaw 4: 0.68079; Y Jaw 5: 0.78623; Y Jaw 6: 0.86421; Y Jaw 7: 0.88743; Y Jaw 8: 0.90999; Y Jaw 9: 0.93215; Y Jaw 10: 0.95434
4.8 | Y Jaw 4: 0.67451; Y Jaw 5: 0.78142; Y Jaw 6: 0.86085; Y Jaw 7: 0.88456; Y Jaw 8: 0.90764; Y Jaw 9: 0.93033; Y Jaw 10: 0.95308
4.9 | Y Jaw 4: 0.66829; Y Jaw 5: 0.77664; Y Jaw 6: 0.85749; Y Jaw 7: 0.8817; Y Jaw 8: 0.90527; Y Jaw 9: 0.92849; Y Jaw 10: 0.95181
5 | Y Jaw 4: 0.66212; Y Jaw 5: 0.77187; Y Jaw 6: 0.85412; Y Jaw 7: 0.87882; Y Jaw 8: 0.90291; Y Jaw 9: 0.92665; Y Jaw 10: 0.95054
5.1 | Y Jaw 4: 0.656; Y Jaw 5: 0.76712; Y Jaw 6: 0.85076; Y Jaw 7: 0.87595; Y Jaw 8: 0.90053; Y Jaw 9: 0.9248; Y Jaw 10: 0.94925
5.2 | Y Jaw 4: 0.64995; Y Jaw 5: 0.76238; Y Jaw 6: 0.84739; Y Jaw 7: 0.87306; Y Jaw 8: 0.89814; Y Jaw 9: 0.92294; Y Jaw 10: 0.94796
5.3 | Y Jaw 4: 0.64394; Y Jaw 5: 0.75767; Y Jaw 6: 0.84403; Y Jaw 7: 0.87017; Y Jaw 8: 0.89575; Y Jaw 9: 0.92108; Y Jaw 10: 0.94666
5.4 | Y Jaw 4: 0.63799; Y Jaw 5: 0.75297; Y Jaw 6: 0.84066; Y Jaw 7: 0.86728; Y Jaw 8: 0.89335; Y Jaw 9: 0.9192; Y Jaw 10: 0.94535
5.5 | Y Jaw 4: 0.6321; Y Jaw 5: 0.7483; Y Jaw 6: 0.83729; Y Jaw 7: 0.86438; Y Jaw 8: 0.89095; Y Jaw 9: 0.91732; Y Jaw 10: 0.94403
5.6 | Y Jaw 4: 0.62626; Y Jaw 5: 0.74364; Y Jaw 6: 0.83392; Y Jaw 7: 0.86148; Y Jaw 8: 0.88853; Y Jaw 9: 0.91542; Y Jaw 10: 0.94271
5.7 | Y Jaw 4: 0.62048; Y Jaw 5: 0.739; Y Jaw 6: 0.83055; Y Jaw 7: 0.85857; Y Jaw 8: 0.88611; Y Jaw 9: 0.91352; Y Jaw 10: 0.94137
5.8 | Y Jaw 4: 0.61475; Y Jaw 5: 0.73438; Y Jaw 6: 0.82718; Y Jaw 7: 0.85566; Y Jaw 8: 0.88368; Y Jaw 9: 0.91161; Y Jaw 10: 0.94003
5.9 | Y Jaw 4: 0.60907; Y Jaw 5: 0.72978; Y Jaw 6: 0.82381; Y Jaw 7: 0.85274; Y Jaw 8: 0.88125; Y Jaw 9: 0.90969; Y Jaw 10: 0.93869
6 | Y Jaw 4: 0.60345; Y Jaw 5: 0.7252; Y Jaw 6: 0.82044; Y Jaw 7: 0.84982; Y Jaw 8: 0.8788; Y Jaw 9: 0.90777; Y Jaw 10: 0.93733
6.1 | Y Jaw 4: 0.59789; Y Jaw 5: 0.72063; Y Jaw 6: 0.81706; Y Jaw 7: 0.84689; Y Jaw 8: 0.87635; Y Jaw 9: 0.90583; Y Jaw 10: 0.93597
6.2 | Y Jaw 4: 0.59238; Y Jaw 5: 0.71609; Y Jaw 6: 0.81369; Y Jaw 7: 0.84395; Y Jaw 8: 0.87389; Y Jaw 9: 0.90389; Y Jaw 10: 0.9346
6.3 | Y Jaw 4: 0.58692; Y Jaw 5: 0.71156; Y Jaw 6: 0.81031; Y Jaw 7: 0.84102; Y Jaw 8: 0.87143; Y Jaw 9: 0.90194; Y Jaw 10: 0.93322
6.4 | Y Jaw 4: 0.58152; Y Jaw 5: 0.70705; Y Jaw 6: 0.80693; Y Jaw 7: 0.83807; Y Jaw 8: 0.86895; Y Jaw 9: 0.89998; Y Jaw 10: 0.93183
6.5 | Y Jaw 4: 0.57618; Y Jaw 5: 0.70256; Y Jaw 6: 0.80356; Y Jaw 7: 0.83512; Y Jaw 8: 0.86647; Y Jaw 9: 0.89801; Y Jaw 10: 0.93043
6.6 | Y Jaw 4: 0.57089; Y Jaw 5: 0.69809; Y Jaw 6: 0.80018; Y Jaw 7: 0.83217; Y Jaw 8: 0.86399; Y Jaw 9: 0.89603; Y Jaw 10: 0.92903
6.7 | Y Jaw 4: 0.56566; Y Jaw 5: 0.69364; Y Jaw 6: 0.7968; Y Jaw 7: 0.82921; Y Jaw 8: 0.86149; Y Jaw 9: 0.89404; Y Jaw 10: 0.92762
6.8 | Y Jaw 4: 0.56048; Y Jaw 5: 0.6892; Y Jaw 6: 0.79342; Y Jaw 7: 0.82625; Y Jaw 8: 0.85899; Y Jaw 9: 0.89205; Y Jaw 10: 0.9262
6.9 | Y Jaw 4: 0.55535; Y Jaw 5: 0.68479; Y Jaw 6: 0.79004; Y Jaw 7: 0.82328; Y Jaw 8: 0.85648; Y Jaw 9: 0.89005; Y Jaw 10: 0.92477
7 | Y Jaw 4: 0.55028; Y Jaw 5: 0.68039; Y Jaw 6: 0.78666; Y Jaw 7: 0.82031; Y Jaw 8: 0.85396; Y Jaw 9: 0.88804; Y Jaw 10: 0.92334
7.1 | Y Jaw 4: 0.54526; Y Jaw 5: 0.67601; Y Jaw 6: 0.78327; Y Jaw 7: 0.81733; Y Jaw 8: 0.85143; Y Jaw 9: 0.88602; Y Jaw 10: 0.9219
7.2 | Y Jaw 4: 0.5403; Y Jaw 5: 0.67165; Y Jaw 6: 0.77989; Y Jaw 7: 0.81435; Y Jaw 8: 0.8489; Y Jaw 9: 0.88399; Y Jaw 10: 0.92045
7.3 | Y Jaw 4: 0.5354; Y Jaw 5: 0.66731; Y Jaw 6: 0.7765; Y Jaw 7: 0.81136; Y Jaw 8: 0.84636; Y Jaw 9: 0.88195; Y Jaw 10: 0.91899
7.4 | Y Jaw 4: 0.53055; Y Jaw 5: 0.66299; Y Jaw 6: 0.77312; Y Jaw 7: 0.80836; Y Jaw 8: 0.84381; Y Jaw 9: 0.87991; Y Jaw 10: 0.91752
7.5 | Y Jaw 4: 0.52575; Y Jaw 5: 0.65869; Y Jaw 6: 0.76973; Y Jaw 7: 0.80537; Y Jaw 8: 0.84126; Y Jaw 9: 0.87785; Y Jaw 10: 0.91605
7.6 | Y Jaw 4: 0.52101; Y Jaw 5: 0.6544; Y Jaw 6: 0.76635; Y Jaw 7: 0.80236; Y Jaw 8: 0.83869; Y Jaw 9: 0.87579; Y Jaw 10: 0.91457
7.7 | Y Jaw 4: 0.51633; Y Jaw 5: 0.65014; Y Jaw 6: 0.76296; Y Jaw 7: 0.79935; Y Jaw 8: 0.83612; Y Jaw 9: 0.87372; Y Jaw 10: 0.91308
7.8 | Y Jaw 4: 0.51169; Y Jaw 5: 0.64589; Y Jaw 6: 0.75957; Y Jaw 7: 0.79634; Y Jaw 8: 0.83355; Y Jaw 9: 0.87164; Y Jaw 10: 0.91158
7.9 | Y Jaw 4: 0.50712; Y Jaw 5: 0.64166; Y Jaw 6: 0.75618; Y Jaw 7: 0.79332; Y Jaw 8: 0.83096; Y Jaw 9: 0.86956; Y Jaw 10: 0.91007
8 | Y Jaw 4: 0.5026; Y Jaw 5: 0.63745; Y Jaw 6: 0.75279; Y Jaw 7: 0.7903; Y Jaw 8: 0.82837; Y Jaw 9: 0.86746; Y Jaw 10: 0.90856
8.1 | Y Jaw 4: 0.49813; Y Jaw 5: 0.63326; Y Jaw 6: 0.74939; Y Jaw 7: 0.78727; Y Jaw 8: 0.82577; Y Jaw 9: 0.86536; Y Jaw 10: 0.90704
8.2 | Y Jaw 4: 0.49372; Y Jaw 5: 0.62909; Y Jaw 6: 0.746; Y Jaw 7: 0.78424; Y Jaw 8: 0.82316; Y Jaw 9: 0.86324; Y Jaw 10: 0.90551
8.3 | Y Jaw 4: 0.48936; Y Jaw 5: 0.62493; Y Jaw 6: 0.74261; Y Jaw 7: 0.7812; Y Jaw 8: 0.82055; Y Jaw 9: 0.86112; Y Jaw 10: 0.90398
8.4 | Y Jaw 4: 0.48506; Y Jaw 5: 0.6208; Y Jaw 6: 0.73921; Y Jaw 7: 0.77816; Y Jaw 8: 0.81792; Y Jaw 9: 0.85899; Y Jaw 10: 0.90243
8.5 | Y Jaw 4: 0.48082; Y Jaw 5: 0.61668; Y Jaw 6: 0.73582; Y Jaw 7: 0.77511; Y Jaw 8: 0.81529; Y Jaw 9: 0.85686; Y Jaw 10: 0.90088
8.6 | Y Jaw 4: 0.47662; Y Jaw 5: 0.61258; Y Jaw 6: 0.73242; Y Jaw 7: 0.77205; Y Jaw 8: 0.81266; Y Jaw 9: 0.85471; Y Jaw 10: 0.89932
8.7 | Y Jaw 4: 0.47249; Y Jaw 5: 0.6085; Y Jaw 6: 0.72902; Y Jaw 7: 0.769; Y Jaw 8: 0.81001; Y Jaw 9: 0.85255; Y Jaw 10: 0.89775
8.8 | Y Jaw 4: 0.46841; Y Jaw 5: 0.60444; Y Jaw 6: 0.72562; Y Jaw 7: 0.76593; Y Jaw 8: 0.80736; Y Jaw 9: 0.85039; Y Jaw 10: 0.89617
8.9 | Y Jaw 4: 0.46438; Y Jaw 5: 0.6004; Y Jaw 6: 0.72223; Y Jaw 7: 0.76287; Y Jaw 8: 0.8047; Y Jaw 9: 0.84822; Y Jaw 10: 0.89459
9 | Y Jaw 4: 0.46041; Y Jaw 5: 0.59638; Y Jaw 6: 0.71882; Y Jaw 7: 0.75979; Y Jaw 8: 0.80203; Y Jaw 9: 0.84604; Y Jaw 10: 0.893
9.1 | Y Jaw 4: 0.45649; Y Jaw 5: 0.59237; Y Jaw 6: 0.71542; Y Jaw 7: 0.75671; Y Jaw 8: 0.79936; Y Jaw 9: 0.84385; Y Jaw 10: 0.8914
9.2 | Y Jaw 4: 0.45263; Y Jaw 5: 0.58839; Y Jaw 6: 0.71202; Y Jaw 7: 0.75363; Y Jaw 8: 0.79668; Y Jaw 9: 0.84165; Y Jaw 10: 0.88979
9.3 | Y Jaw 4: 0.44882; Y Jaw 5: 0.58442; Y Jaw 6: 0.70862; Y Jaw 7: 0.75054; Y Jaw 8: 0.79399; Y Jaw 9: 0.83945; Y Jaw 10: 0.88817
9.4 | Y Jaw 4: 0.44507; Y Jaw 5: 0.58047; Y Jaw 6: 0.70521; Y Jaw 7: 0.74745; Y Jaw 8: 0.79129; Y Jaw 9: 0.83723; Y Jaw 10: 0.88655
9.5 | Y Jaw 4: 0.44137; Y Jaw 5: 0.57654; Y Jaw 6: 0.70181; Y Jaw 7: 0.74435; Y Jaw 8: 0.78859; Y Jaw 9: 0.83501; Y Jaw 10: 0.88492
9.6 | Y Jaw 4: 0.43773; Y Jaw 5: 0.57263; Y Jaw 6: 0.6984; Y Jaw 7: 0.74125; Y Jaw 8: 0.78588; Y Jaw 9: 0.83278; Y Jaw 10: 0.88328
9.7 | Y Jaw 4: 0.43414; Y Jaw 5: 0.56873; Y Jaw 6: 0.695; Y Jaw 7: 0.73814; Y Jaw 8: 0.78316; Y Jaw 9: 0.83054; Y Jaw 10: 0.88163
9.8 | Y Jaw 4: 0.43061; Y Jaw 5: 0.56486; Y Jaw 6: 0.69159; Y Jaw 7: 0.73503; Y Jaw 8: 0.78043; Y Jaw 9: 0.82829; Y Jaw 10: 0.87998
9.9 | Y Jaw 4: 0.42713; Y Jaw 5: 0.561; Y Jaw 6: 0.68818; Y Jaw 7: 0.73191; Y Jaw 8: 0.7777; Y Jaw 9: 0.82604; Y Jaw 10: 0.87832
10 | Y Jaw 4: 0.42371; Y Jaw 5: 0.55717; Y Jaw 6: 0.68477; Y Jaw 7: 0.72878; Y Jaw 8: 0.77496; Y Jaw 9: 0.82377; Y Jaw 10: 0.87665
10.001 | Y Jaw 4: 0.42371; Y Jaw 5: 0.55717; Y Jaw 6: 0.68477; Y Jaw 7: 0.72878; Y Jaw 8: 0.77496; Y Jaw 9: 0.82377; Y Jaw 10: 0.87665
Peak Scatter Factor | bar: Y Jaw 4 to Y Jaw 6
Equivalent Field Size | Y Jaw 4: PSF
4 | Y Jaw 4: 0.9722; Y Jaw 6: Note: Currently all machines use the same 6 MV PSF
5 | Y Jaw 4: 0.97852
6 | Y Jaw 4: 0.98398
7 | Y Jaw 4: 0.98874
8 | Y Jaw 4: 0.99291
9 | Y Jaw 4: 0.99664
10 | Y Jaw 4: 0.99999
11 | Y Jaw 4: 1.003
12 | Y Jaw 4: 1.0058
13 | Y Jaw 4: 1.0083
14 | Y Jaw 4: 1.0106
15 | Y Jaw 4: 1.0127
16 | Y Jaw 4: 1.0147
17 | Y Jaw 4: 1.0166
18 | Y Jaw 4: 1.0183
19 | Y Jaw 4: 1.0199
20 | Y Jaw 4: 1.0214
21 | Y Jaw 4: 1.0228
22 | Y Jaw 4: 1.0241
23 | Y Jaw 4: 1.0253
24 | Y Jaw 4: 1.0265
25 | Y Jaw 4: 1.0276
26 | Y Jaw 4: 1.0287
27 | Y Jaw 4: 1.0296
28 | Y Jaw 4: 1.0306
29 | Y Jaw 4: 1.0315
30 | Y Jaw 4: 1.0323
31 | Y Jaw 4: 1.0331
32 | Y Jaw 4: 1.0339
33 | Y Jaw 4: 1.0346
34 | Y Jaw 4: 1.0353
35 | Y Jaw 4: 1.036
36 | Y Jaw 4: 1.0366
37 | Y Jaw 4: 1.0372
38 | Y Jaw 4: 1.0378
39 | Y Jaw 4: 1.0383
40 | Y Jaw 4: 1.0388
41 | Y Jaw 4: 1.0393
42 | Y Jaw 4: 1.0398
43 | Y Jaw 4: 1.0403
44 | Y Jaw 4: 1.0407
45 | Y Jaw 4: 1.0411
46 | Y Jaw 4: 1.0415
47 | Y Jaw 4: 1.0419
48 | Y Jaw 4: 1.0423
49 | Y Jaw 4: 1.0426
50 | Y Jaw 4: 1.043
51 | Y Jaw 4: 1.0433
52 | Y Jaw 4: 1.0436
53 | Y Jaw 4: 1.0439
54 | Y Jaw 4: 1.0442
55 | Y Jaw 4: 1.0444
56 | Y Jaw 4: 1.0447
57 | Y Jaw 4: 1.0449
58 | Y Jaw 4: 1.0452
59 | Y Jaw 4: 1.0454
59.001 | Y Jaw 4: 1.0454
ROF | bar: Y Jaw 4 to Y Jaw 6
Y Jaw
X Jaw | 4 | 5 | 6 | 7 | 8 | 9 | 10 | 11 | 12 | 13 | 14 | 15 | 16 | 17 | 18 | 19 | 20 | 21 | 22 | 23 | 24 | 25 | 26 | 27 | 28 | 29 | 30 | 31 | 32 | 33 | 34 | 35 | 36 | 37 | 38 | 39 | 40 | 40.001
4 | 0.95083 | 0.95808 | 0.96336 | 0.96762 | 0.97067 | 0.97361 | 0.97592 | 0.97776 | 0.97963 | 0.9808 | 0.98204 | 0.9833 | 0.9841 | 0.98497 | 0.98575 | 0.98645 | 0.9871 | 0.98767 | 0.98821 | 0.98869 | 0.98914 | 0.99 | 0.98994 | 0.9903 | 0.99063 | 0.99094 | 0.99102 | 0.9915 | 0.99175 | 0.99198 | 0.99221 | 0.99244 | 0.99261 | 0.9928 | 0.99297 | 0.99314 | 0.99345 | 0.99345
5 | 0.95516 | 0.96363 | 0.96962 | 0.97461 | 0.97826 | 0.98138 | 0.98394 | 0.98597 | 0.98788 | 0.98929 | 0.99062 | 0.99204 | 0.99282 | 0.99373 | 0.99455 | 0.99528 | 0.996 | 0.99654 | 0.99709 | 0.99758 | 0.99803 | 0.999 | 0.99883 | 0.99919 | 0.99952 | 0.99982 | 0.99992 | 1.0004 | 1.0006 | 1.0008 | 1.001 | 1.0013 | 1.0014 | 1.0016 | 1.0018 | 1.0019 | 1.0022 | 1.0022
6 | 0.95813 | 0.96728 | 0.97373 | 0.97922 | 0.98329 | 0.98663 | 0.99 | 0.9917 | 0.99378 | 0.996 | 0.99686 | 0.99845 | 0.99931 | 1.0003 | 1.0013 | 1.0021 | 1.0029 | 1.0035 | 1.0041 | 1.0047 | 1.0052 | 1.006 | 1.0061 | 1.0065 | 1.0069 | 1.0072 | 1.008 | 1.0079 | 1.0081 | 1.0084 | 1.0087 | 1.009 | 1.0091 | 1.0093 | 1.0095 | 1.0097 | 1.01 | 1.01
7 | 0.96028 | 0.96988 | 0.97665 | 0.98245 | 0.98676 | 0.99027 | 0.9932 | 0.99561 | 0.99782 | 1 | 1.0011 | 1.0028 | 1.0037 | 1.0047 | 1.0057 | 1.0066 | 1.0075 | 1.0081 | 1.0088 | 1.0093 | 1.0099 | 1.01 | 1.0109 | 1.012 | 1.0117 | 1.0121 | 1.013 | 1.0127 | 1.013 | 1.0133 | 1.0136 | 1.0139 | 1.014 | 1.0142 | 1.015 | 1.0146 | 1.015 | 1.015
8 | 0.96171 | 0.97159 | 0.97861 | 0.98469 | 0.98923 | 0.99296 | 0.99608 | 0.99869 | 1.0011 | 1.0029 | 1.0046 | 1.0064 | 1.0074 | 1.0086 | 1.0097 | 1.0107 | 1.0117 | 1.0123 | 1.013 | 1.0137 | 1.0143 | 1.015 | 1.0154 | 1.0159 | 1.0163 | 1.0167 | 1.0169 | 1.0175 | 1.0178 | 1.0181 | 1.0184 | 1.0187 | 1.0189 | 1.0191 | 1.0194 | 1.0196 | 1.02 | 1.02
9 | 0.96312 | 0.97313 | 0.9803 | 0.98652 | 0.99117 | 0.99505 | 0.99827 | 1.001 | 1.003 | 1.0054 | 1.0072 | 1.0092 | 1.0102 | 1.0115 | 1.0127 | 1.0137 | 1.0148 | 1.0155 | 1.0163 | 1.017 | 1.0177 | 1.0178 | 1.0189 | 1.0194 | 1.0199 | 1.0204 | 1.0206 | 1.0212 | 1.0216 | 1.022 | 1.0223 | 1.0227 | 1.0229 | 1.0232 | 1.0235 | 1.0237 | 1.0242 | 1.0242
10 | 0.96433 | 0.97447 | 0.981 | 0.98804 | 0.99273 | 0.9967 | 0.99994 | 1.0028 | 1.0054 | 1.0073 | 1.0091 | 1.0111 | 1.0122 | 1.0135 | 1.0147 | 1.0158 | 1.017 | 1.0177 | 1.0185 | 1.02 | 1.021 | 1.021 | 1.022 | 1.0219 | 1.023 | 1.0229 | 1.024 | 1.0238 | 1.025 | 1.0247 | 1.025 | 1.026 | 1.0257 | 1.026 | 1.0263 | 1.0266 | 1.0272 | 1.0272
11 | 0.96485 | 0.97502 | 0.98241 | 0.9889 | 0.99375 | 0.99795 | 1.0014 | 1.0044 | 1.0073 | 1.0092 | 1.0113 | 1.0134 | 1.014 | 1.0161 | 1.0174 | 1.018 | 1.019 | 1.02 | 1.021 | 1.0225 | 1.0233 | 1.024 | 1.0247 | 1.0253 | 1.0259 | 1.0265 | 1.0267 | 1.027 | 1.028 | 1.0284 | 1.028 | 1.0293 | 1.029 | 1.029 | 1.029 | 1.03 | 1.03 | 1.03
12 | 0.96545 | 0.97567 | 0.98316 | 0.98974 | 0.99466 | 0.99898 | 1.0025 | 1.0056 | 1.0086 | 1.0106 | 1.0127 | 1.0149 | 1.0162 | 1.0176 | 1.019 | 1.0202 | 1.021 | 1.0224 | 1.0233 | 1.0242 | 1.025 | 1.026 | 1.027 | 1.028 | 1.0278 | 1.029 | 1.0285 | 1.03 | 1.031 | 1.031 | 1.0307 | 1.032 | 1.032 | 1.0318 | 1.0321 | 1.033 | 1.033 | 1.033
13 | 0.96598 | 0.97619 | 0.98374 | 0.9904 | 0.99538 | 0.99985 | 1.0035 | 1.0067 | 1.0098 | 1.0119 | 1.0141 | 1.0164 | 1.0178 | 1.02 | 1.0208 | 1.0222 | 1.023 | 1.024 | 1.025 | 1.026 | 1.0274 | 1.0277 | 1.029 | 1.0298 | 1.0305 | 1.0311 | 1.0314 | 1.0323 | 1.0328 | 1.034 | 1.0338 | 1.0343 | 1.0347 | 1.0351 | 1.0355 | 1.0358 | 1.0365 | 1.0365
14 | 0.96639 | 0.97662 | 0.98422 | 0.99095 | 0.99598 | 1.0006 | 1.0043 | 1.0076 | 1.0108 | 1.0129 | 1.0152 | 1.017 | 1.019 | 1.0207 | 1.023 | 1.0236 | 1.0251 | 1.0261 | 1.0272 | 1.0282 | 1.0291 | 1.03 | 1.0308 | 1.0316 | 1.0323 | 1.033 | 1.0333 | 1.0343 | 1.0348 | 1.036 | 1.0359 | 1.0364 | 1.0368 | 1.0373 | 1.0377 | 1.0381 | 1.0387 | 1.0387
15 | 0.96677 | 0.97692 | 0.98456 | 0.99135 | 0.99646 | 1.0012 | 1.005 | 1.009 | 1.0118 | 1.014 | 1.0164 | 1.018 | 1.0205 | 1.0223 | 1.0239 | 1.0254 | 1.0269 | 1.028 | 1.0292 | 1.0303 | 1.0313 | 1.0317 | 1.0332 | 1.0341 | 1.034 | 1.035 | 1.035 | 1.036 | 1.037 | 1.0382 | 1.038 | 1.038 | 1.039 | 1.039 | 1.04 | 1.04 | 1.041 | 1.041
16 | 0.96703 | 0.97726 | 0.98496 | 0.9918 | 0.99692 | 1.0017 | 1.0055 | 1.009 | 1.0125 | 1.0146 | 1.017 | 1.019 | 1.0211 | 1.0229 | 1.0245 | 1.026 | 1.0276 | 1.0287 | 1.0298 | 1.031 | 1.032 | 1.033 | 1.0338 | 1.0347 | 1.036 | 1.037 | 1.0365 | 1.0376 | 1.039 | 1.04 | 1.04 | 1.04 | 1.041 | 1.0409 | 1.0414 | 1.0418 | 1.042 | 1.042
17 | 0.96727 | 0.97751 | 0.98525 | 0.99214 | 0.99729 | 1.0022 | 1.006 | 1.0096 | 1.0131 | 1.0153 | 1.0178 | 1.0203 | 1.022 | 1.0238 | 1.0255 | 1.027 | 1.0286 | 1.0297 | 1.031 | 1.0321 | 1.0332 | 1.0336 | 1.0351 | 1.036 | 1.0368 | 1.0376 | 1.0379 | 1.039 | 1.0397 | 1.041 | 1.0409 | 1.042 | 1.042 | 1.043 | 1.043 | 1.044 | 1.0442 | 1.0442
18 | 0.96747 | 0.97772 | 0.9855 | 0.99243 | 0.99761 | 1.0026 | 1.0065 | 1.0101 | 1.013 | 1.0159 | 1.0184 | 1.0211 | 1.0227 | 1.0246 | 1.0263 | 1.0279 | 1.0295 | 1.0307 | 1.032 | 1.0331 | 1.0342 | 1.0347 | 1.0362 | 1.0371 | 1.038 | 1.0388 | 1.0392 | 1.0403 | 1.041 | 1.0416 | 1.0422 | 1.0429 | 1.044 | 1.0439 | 1.045 | 1.0449 | 1.0457 | 1.0457
19 | 0.96765 | 0.9779 | 0.98572 | 0.99269 | 0.9979 | 1.0029 | 1.0069 | 1.0105 | 1.0142 | 1.0165 | 1.019 | 1.021 | 1.0234 | 1.0253 | 1.0271 | 1.0287 | 1.0304 | 1.0316 | 1.0329 | 1.0341 | 1.0352 | 1.0357 | 1.0373 | 1.0382 | 1.0391 | 1.0399 | 1.0403 | 1.0414 | 1.0421 | 1.0428 | 1.0434 | 1.0441 | 1.0446 | 1.0452 | 1.0457 | 1.0462 | 1.047 | 1.047
20 | 0.96763 | 0.97788 | 0.98573 | 0.99274 | 0.99799 | 1.0031 | 1.0071 | 1.0108 | 1.014 | 1.0169 | 1.0195 | 1.0222 | 1.024 | 1.0259 | 1.0277 | 1.0294 | 1.0311 | 1.0324 | 1.0337 | 1.0349 | 1.0361 | 1.0366 | 1.0382 | 1.0392 | 1.0401 | 1.041 | 1.0413 | 1.042 | 1.0433 | 1.044 | 1.044 | 1.0453 | 1.0458 | 1.0464 | 1.047 | 1.0475 | 1.0483 | 1.0483
21 | 0.96792 | 0.9782 | 0.98609 | 0.99313 | 0.9984 | 1.0035 | 1.0076 | 1.012 | 1.0151 | 1.0174 | 1.0201 | 1.0228 | 1.0246 | 1.0266 | 1.0284 | 1.0301 | 1.0318 | 1.0331 | 1.0344 | 1.0357 | 1.0369 | 1.038 | 1.039 | 1.04 | 1.0409 | 1.0418 | 1.0422 | 1.0434 | 1.0442 | 1.0449 | 1.045 | 1.0462 | 1.0468 | 1.0474 | 1.0479 | 1.0484 | 1.0493 | 1.0493
22 | 0.96802 | 0.97833 | 0.98625 | 0.99333 | 0.99862 | 1.0038 | 1.0079 | 1.0117 | 1.015 | 1.0179 | 1.0205 | 1.0233 | 1.0251 | 1.0271 | 1.0289 | 1.0306 | 1.0324 | 1.0337 | 1.0351 | 1.0364 | 1.0376 | 1.039 | 1.0398 | 1.0408 | 1.0417 | 1.0426 | 1.043 | 1.0443 | 1.045 | 1.0457 | 1.0464 | 1.0471 | 1.0477 | 1.0483 | 1.0489 | 1.0494 | 1.0503 | 1.0503
23 | 0.96811 | 0.97844 | 0.98639 | 0.99351 | 0.99883 | 1.004 | 1.0082 | 1.012 | 1.015 | 1.0182 | 1.0209 | 1.0237 | 1.0255 | 1.0276 | 1.0295 | 1.0312 | 1.033 | 1.0343 | 1.0357 | 1.037 | 1.0382 | 1.0388 | 1.0404 | 1.0415 | 1.0424 | 1.0433 | 1.0437 | 1.045 | 1.0458 | 1.0465 | 1.0472 | 1.048 | 1.0485 | 1.0492 | 1.0497 | 1.0503 | 1.0512 | 1.0512
24 | 0.96819 | 0.97855 | 0.98653 | 0.99368 | 0.99903 | 1.0043 | 1.0085 | 1.013 | 1.0162 | 1.0186 | 1.0213 | 1.0241 | 1.026 | 1.028 | 1.0299 | 1.0317 | 1.0335 | 1.0348 | 1.0362 | 1.0376 | 1.0388 | 1.04 | 1.0411 | 1.0421 | 1.0431 | 1.044 | 1.045 | 1.0457 | 1.0465 | 1.0473 | 1.048 | 1.0487 | 1.0493 | 1.0499 | 1.0505 | 1.0511 | 1.052 | 1.052
25 | 0.96816 | 0.97861 | 0.98665 | 0.99384 | 0.99921 | 1.0045 | 1.0087 | 1.0125 | 1.0165 | 1.0188 | 1.0216 | 1.0244 | 1.0263 | 1.0283 | 1.0302 | 1.032 | 1.0338 | 1.0352 | 1.0366 | 1.0379 | 1.0392 | 1.0398 | 1.0415 | 1.042 | 1.043 | 1.0445 | 1.0449 | 1.0462 | 1.047 | 1.0478 | 1.0485 | 1.0493 | 1.0499 | 1.0505 | 1.0511 | 1.0517 | 1.0526 | 1.0526
26 | 0.96831 | 0.97874 | 0.98679 | 0.99401 | 1 | 1.0047 | 1.009 | 1.0128 | 1.016 | 1.0192 | 1.022 | 1.0248 | 1.0267 | 1.0288 | 1.0307 | 1.0325 | 1.0344 | 1.0357 | 1.0372 | 1.0385 | 1.0398 | 1.041 | 1.0421 | 1.0432 | 1.0442 | 1.0452 | 1.0456 | 1.0469 | 1.0477 | 1.0485 | 1.0492 | 1.05 | 1.0506 | 1.0513 | 1.0519 | 1.0525 | 1.0534 | 1.0534
27 | 0.96836 | 0.97883 | 0.98691 | 0.99416 | 0.99958 | 1.0049 | 1.0092 | 1.0131 | 1.0171 | 1.0195 | 1.0223 | 1.0251 | 1.0271 | 1.0292 | 1.0311 | 1.0329 | 1.0347 | 1.0361 | 1.0376 | 1.039 | 1.0402 | 1.0409 | 1.0426 | 1.0437 | 1.0447 | 1.0456 | 1.0461 | 1.0474 | 1.0483 | 1.049 | 1.0498 | 1.0506 | 1.0512 | 1.0518 | 1.0525 | 1.0531 | 1.054 | 1.054
28 | 0.9684 | 0.97892 | 0.98703 | 0.99432 | 0.99976 | 1.0051 | 1.0095 | 1.0133 | 1.0173 | 1.0198 | 1.0225 | 1.0254 | 1.0274 | 1.0295 | 1.0314 | 1.0332 | 1.0351 | 1.0365 | 1.038 | 1.0393 | 1.0406 | 1.042 | 1.043 | 1.0441 | 1.0451 | 1.0461 | 1.0465 | 1.0479 | 1.0487 | 1.0495 | 1.0503 | 1.0511 | 1.0517 | 1.0524 | 1.053 | 1.0536 | 1.0546 | 1.0546
29 | 0.96843 | 0.979 | 0.98715 | 0.99447 | 0.99993 | 1.0053 | 1.0097 | 1.0135 | 1.017 | 1.02 | 1.0228 | 1.0257 | 1.0276 | 1.0298 | 1.0317 | 1.0336 | 1.0354 | 1.0368 | 1.0383 | 1.0397 | 1.041 | 1.0417 | 1.0434 | 1.0445 | 1.045 | 1.0465 | 1.0469 | 1.0483 | 1.0492 | 1.05 | 1.0507 | 1.0515 | 1.0522 | 1.0528 | 1.0535 | 1.0541 | 1.055 | 1.055
30 | 0.968 | 0.97927 | 0.98749 | 0.994 | 1.0004 | 1.0058 | 1.0101 | 1.014 | 1.017 | 1.0204 | 1.0232 | 1.0261 | 1.028 | 1.0302 | 1.0321 | 1.0339 | 1.0358 | 1.0372 | 1.0387 | 1.0401 | 1.0414 | 1.0421 | 1.0437 | 1.0448 | 1.0459 | 1.0469 | 1.048 | 1.0487 | 1.0495 | 1.0503 | 1.0511 | 1.0519 | 1.0525 | 1.0532 | 1.0539 | 1.0545 | 1.0554 | 1.0554
31 | 0.969 | 0.97917 | 0.98738 | 0.994 | 1.0003 | 1.0057 | 1.0101 | 1.014 | 1.017 | 1.0205 | 1.0233 | 1.0262 | 1.0282 | 1.0303 | 1.0323 | 1.0341 | 1.036 | 1.0374 | 1.0389 | 1.0403 | 1.0416 | 1.043 | 1.044 | 1.0451 | 1.0462 | 1.0472 | 1.0477 | 1.049 | 1.0499 | 1.0507 | 1.0515 | 1.0523 | 1.0529 | 1.0536 | 1.0543 | 1.0549 | 1.0559 | 1.0559
32 | 0.96851 | 0.97925 | 0.98749 | 0.994 | 1.0005 | 1.0059 | 1.0103 | 1.0142 | 1.0182 | 1.0207 | 1.0235 | 1.0264 | 1.0284 | 1.0305 | 1.0325 | 1.0344 | 1.0362 | 1.0377 | 1.0392 | 1.0406 | 1.0419 | 1.0426 | 1.0443 | 1.0454 | 1.0465 | 1.0475 | 1.048 | 1.0493 | 1.0502 | 1.051 | 1.0518 | 1.0526 | 1.0533 | 1.054 | 1.0546 | 1.0553 | 1.0562 | 1.0562
33 | 0.96852 | 0.97933 | 0.98761 | 0.99507 | 1.0006 | 1.0061 | 1.01 | 1.0144 | 1.0184 | 1.0209 | 1.0237 | 1.0266 | 1.0286 | 1.0308 | 1.0328 | 1.0346 | 1.0364 | 1.0379 | 1.0394 | 1.0408 | 1.0421 | 1.0429 | 1.0446 | 1.0457 | 1.0467 | 1.0477 | 1.049 | 1.0496 | 1.0505 | 1.0513 | 1.0521 | 1.0529 | 1.0536 | 1.0543 | 1.0549 | 1.0556 | 1.0565 | 1.0565
34 | 0.96854 | 0.97942 | 0.98772 | 0.99522 | 1.0008 | 1.0062 | 1.0108 | 1.0145 | 1.018 | 1.0211 | 1.0239 | 1.0268 | 1.0288 | 1.031 | 1.033 | 1.0348 | 1.0367 | 1.0381 | 1.0396 | 1.041 | 1.0424 | 1.0431 | 1.0448 | 1.0459 | 1.047 | 1.048 | 1.049 | 1.0499 | 1.0507 | 1.0516 | 1.0523 | 1.0532 | 1.0538 | 1.0545 | 1.0552 | 1.0558 | 1.0568 | 1.0568
35 | 0.96878 | 0.97955 | 0.98782 | 0.99533 | 1.001 | 1.0064 | 1.011 | 1.0148 | 1.018 | 1.0214 | 1.0243 | 1.0272 | 1.0292 | 1.0314 | 1.0334 | 1.0352 | 1.0371 | 1.0386 | 1.0401 | 1.0415 | 1.0428 | 1.0435 | 1.0452 | 1.0463 | 1.0474 | 1.0484 | 1.0488 | 1.0502 | 1.051 | 1.0519 | 1.0526 | 1.0535 | 1.0541 | 1.0547 | 1.0554 | 1.056 | 1.0569 | 1.0569
36 | 0.96856 | 0.97958 | 0.98796 | 0.995 | 1.0012 | 1.0066 | 1.0112 | 1.0149 | 1.018 | 1.0215 | 1.0243 | 1.0272 | 1.0292 | 1.0314 | 1.0333 | 1.0352 | 1.037 | 1.0385 | 1.04 | 1.0414 | 1.0427 | 1.0435 | 1.0452 | 1.0463 | 1.0474 | 1.0484 | 1.0489 | 1.0503 | 1.0511 | 1.052 | 1.0528 | 1.0536 | 1.0543 | 1.055 | 1.0556 | 1.0563 | 1.0572 | 1.0572
37 | 0.96857 | 0.97967 | 0.98808 | 0.995 | 1.0013 | 1.0068 | 1.0114 | 1.0151 | 1.0191 | 1.0217 | 1.0245 | 1.0274 | 1.0294 | 1.0315 | 1.0335 | 1.0354 | 1.0372 | 1.0387 | 1.0402 | 1.0416 | 1.0429 | 1.0437 | 1.0453 | 1.0465 | 1.047 | 1.048 | 1.049 | 1.0504 | 1.0513 | 1.0521 | 1.0529 | 1.0538 | 1.0544 | 1.0551 | 1.0558 | 1.0565 | 1.0574 | 1.0574
38 | 0.96858 | 0.97975 | 0.9882 | 0.99583 | 1.0015 | 1.007 | 1.011 | 1.0153 | 1.0192 | 1.0219 | 1.0247 | 1.0275 | 1.0295 | 1.0317 | 1.0337 | 1.0355 | 1.0373 | 1.0388 | 1.0403 | 1.0417 | 1.043 | 1.0438 | 1.0455 | 1.046 | 1.047 | 1.048 | 1.0492 | 1.05 | 1.0514 | 1.0523 | 1.0531 | 1.054 | 1.0546 | 1.0553 | 1.056 | 1.0566 | 1.0576 | 1.0576
39 | 0.96858 | 0.97984 | 0.98832 | 0.99599 | 1.0017 | 1.0071 | 1.0117 | 1.016 | 1.0194 | 1.022 | 1.0248 | 1.0277 | 1.0297 | 1.0318 | 1.0338 | 1.0357 | 1.0375 | 1.039 | 1.0405 | 1.0419 | 1.0432 | 1.0439 | 1.0456 | 1.0467 | 1.0478 | 1.0488 | 1.0493 | 1.05 | 1.051 | 1.0524 | 1.0532 | 1.0541 | 1.0547 | 1.0554 | 1.0561 | 1.0567 | 1.0577 | 1.0577
40 | 0.969 | 0.97983 | 0.98837 | 0.99608 | 1.0018 | 1.0072 | 1.0118 | 1.0155 | 1.0194 | 1.022 | 1.0248 | 1.0277 | 1.0297 | 1.0318 | 1.0338 | 1.0356 | 1.0374 | 1.0389 | 1.0404 | 1.0418 | 1.0431 | 1.0439 | 1.0455 | 1.0467 | 1.0477 | 1.0488 | 1.05 | 1.0507 | 1.0515 | 1.0524 | 1.0532 | 1.0541 | 1.0548 | 1.0555 | 1.0562 | 1.0569 | 1.0578 | 1.0578
40.001 | 0.969 | 0.97983 | 0.98837 | 0.99608 | 1.0018 | 1.0072 | 1.0118 | 1.0155 | 1.0194 | 1.022 | 1.0248 | 1.0277 | 1.0297 | 1.0318 | 1.0338 | 1.0356 | 1.0374 | 1.0389 | 1.0404 | 1.0418 | 1.0431 | 1.0439 | 1.0455 | 1.0467 | 1.0477 | 1.0488 | 1.05 | 1.0507 | 1.0515 | 1.0524 | 1.0532 | 1.0541 | 1.0548 | 1.0555 | 1.0562 | 1.0569 | 1.0578 | 1.0578

## 10MV
[5 empty] | RDF | Enhanced Dynamic Wedge Factors |  |  |  |  | Peak Scatter Factor |  |  |  | ROF
Limits
| Min | Max
X1 | -2 | 20
X2 | -2 | 20
Y1 | -10 | 20
Y2 | -10 | 20
X Collimator | 0 | 0
Y Collimator | 0 | 0
Field Size | 0 | 0
Depth | 0 | 0
Effective SAD
Effective SAD | 100
Shielding Factors
Factor
None | 1
MLC | 1
Poured Block
Slotted Block
TPR
Field Size
Depth (cm) | [57 empty] | 0.001
0
0
0
0
0
0
0
0
0
0
0
0
0
0
0
0
0
0
0
0
0
0
0
0
0
0
0
0
0
0
0
0
0
0
0
0
0
0
0
0
0
0
0
0
0
0
0
0
0
0
0
0.001 | 0 | 0 | 0 | 0 | 0 | 0 | 0 | 0 | 0 | 0 | 0 | 0 | 0 | 0 | 0 | 0 | 0 | 0 | 0 | 0 | 0 | 0 | 0 | 0 | 0 | 0 | 0 | 0 | 0 | 0 | 0 | 0 | 0 | 0 | 0 | 0 | 0 | 0 | 0 | 0 | 0 | 0 | 0 | 0 | 0 | 0 | 0 | 0 | 0 | 0 | 0 | 0 | 0 | 0 | 0 | 0 | 0 | 0
RDF
Y Jaw
X Jaw | [37 empty] | 0.001
0
0
0
0
0
0
0
0
0
0
0
0
0
0
0
0
0
0
0
0
0
0
0
0
0
0
0
0
0
0
0
0
0
0
0
0
0
0.001 | 0 | 0 | 0 | 0 | 0 | 0 | 0 | 0 | 0 | 0 | 0 | 0 | 0 | 0 | 0 | 0 | 0 | 0 | 0 | 0 | 0 | 0 | 0 | 0 | 0 | 0 | 0 | 0 | 0 | 0 | 0 | 0 | 0 | 0 | 0 | 0 | 0 | 0
Enhanced Dynamic Wedge Factors
Fixed Jaw | EDW60 | EDW45 | EDW30 | EDW25 | EDW20 | EDW15 | EDW10
Peak Scatter Factor
Equivalent Field Size | PSF
ROF
Y Jaw
X Jaw | [37 empty] | 0.001
0
0
0
0
0
0
0
0
0
0
0
0
0
0
0
0
0
0
0
0
0
0
0
0
0
0
0
0
0
0
0
0
0
0
0
0
0
0.001 | 0 | 0 | 0 | 0 | 0 | 0 | 0 | 0 | 0 | 0 | 0 | 0 | 0 | 0 | 0 | 0 | 0 | 0 | 0 | 0 | 0 | 0 | 0 | 0 | 0 | 0 | 0 | 0 | 0 | 0 | 0 | 0 | 0 | 0 | 0 | 0 | 0 | 0

## 15MV
[5 empty] | RDF | Enhanced Dynamic Wedge Factors |  |  |  |  | Peak Scatter Factor |  |  |  | ROF
Limits
| Min | Max
X1 | -2 | 20
X2 | -2 | 20
Y1 | -10 | 20
Y2 | -10 | 20
X Collimator | 4 | 40
Y Collimator | 4 | 40
Field Size | 4 | 59
Depth | 0 | 30
Effective SAD
Effective SAD | 100
Shielding Factors
Factor
None | 1
MLC | 1
Poured Block | 0.97
Placed Block | 0.98
Slotted Block | 0.99
TPR
Field Size
Depth (cm) | 4 | 5 | 6 | 7 | 8 | 9 | 10 | 11 | 12 | 13 | 14 | 15 | 16 | 17 | 18 | 19 | 20 | 21 | 22 | 23 | 24 | 25 | 26 | 27 | 28 | 29 | 30 | 31 | 32 | 33 | 34 | 35 | 36 | 37 | 38 | 39 | 40 | 41 | 42 | 43 | 44 | 45 | 46 | 47 | 48 | 49 | 50 | 51 | 52 | 53 | 54 | 55 | 56 | 57 | 58 | 59 | 60 | 60.001
0 | 0.041601 | 0.055381 | 0.068884 | 0.082112 | 0.095063 | 0.10774 | 0.12014 | 0.13226 | 0.14411 | 0.15568 | 0.16697 | 0.17799 | 0.18874 | 0.1992 | 0.20939 | 0.21931 | 0.22895 | 0.23831 | 0.24739 | 0.2562 | 0.26474 | 0.273 | 0.28098 | 0.28868 | 0.29611 | 0.30327 | 0.31014 | 0.31675 | 0.32307 | 0.32912 | 0.33489 | 0.34039 | 0.34561 | 0.35056 | 0.35522 | 0.35962 | 0.36373 | 0.36847 | 0.37215 | 0.37555 | 0.37869 | 0.38155 | 0.38414 | 0.38645 | 0.3885 | 0.39027 | 0.39176 | 0.39299 | 0.39394 | 0.39462 | 0.39502 | 0.39515 | 0.39501 | 0.39459 | 0.3939 | 0.39293 | 0.39169 | 0.39169
0.5 | 0.55545 | 0.56634 | 0.57697 | 0.58733 | 0.59744 | 0.60728 | 0.61685 | 0.62616 | 0.63521 | 0.644 | 0.65252 | 0.66078 | 0.66877 | 0.6765 | 0.68397 | 0.69118 | 0.69812 | 0.7048 | 0.71121 | 0.71736 | 0.72325 | 0.72888 | 0.73424 | 0.73933 | 0.74417 | 0.74874 | 0.75305 | 0.75709 | 0.76087 | 0.76439 | 0.76764 | 0.77063 | 0.77336 | 0.77582 | 0.77802 | 0.77996 | 0.78163 | 0.78505 | 0.78679 | 0.78833 | 0.78968 | 0.79085 | 0.79182 | 0.79262 | 0.79323 | 0.79367 | 0.79393 | 0.79403 | 0.79396 | 0.79372 | 0.79333 | 0.79277 | 0.79207 | 0.79121 | 0.7902 | 0.78905 | 0.78776 | 0.78776
1 | 0.77305 | 0.78105 | 0.78882 | 0.79635 | 0.80365 | 0.81071 | 0.81754 | 0.82413 | 0.8305 | 0.83662 | 0.84251 | 0.84817 | 0.85359 | 0.85878 | 0.86374 | 0.86846 | 0.87294 | 0.8772 | 0.88121 | 0.885 | 0.88855 | 0.89186 | 0.89494 | 0.89778 | 0.9004 | 0.90277 | 0.90492 | 0.90682 | 0.9085 | 0.90994 | 0.91114 | 0.91211 | 0.91285 | 0.91335 | 0.91362 | 0.91365 | 0.91345 | 0.91731 | 0.91788 | 0.91836 | 0.91874 | 0.91905 | 0.91929 | 0.91946 | 0.91956 | 0.91962 | 0.91962 | 0.91958 | 0.91951 | 0.91941 | 0.91929 | 0.91915 | 0.919 | 0.91885 | 0.9187 | 0.91857 | 0.91844 | 0.91844
1.5 | 0.89052 | 0.89539 | 0.90011 | 0.90468 | 0.9091 | 0.91336 | 0.91746 | 0.92142 | 0.92522 | 0.92886 | 0.93236 | 0.9357 | 0.93889 | 0.94192 | 0.9448 | 0.94753 | 0.9501 | 0.95252 | 0.95479 | 0.9569 | 0.95887 | 0.96067 | 0.96233 | 0.96383 | 0.96518 | 0.96637 | 0.96741 | 0.9683 | 0.96903 | 0.96961 | 0.97004 | 0.97032 | 0.97044 | 0.9704 | 0.97022 | 0.96988 | 0.96939 | 0.97183 | 0.97196 | 0.97205 | 0.9721 | 0.97211 | 0.9721 | 0.97206 | 0.972 | 0.97193 | 0.97185 | 0.97176 | 0.97168 | 0.9716 | 0.97154 | 0.97149 | 0.97146 | 0.97146 | 0.97148 | 0.97155 | 0.97166 | 0.97166
2 | 0.95324 | 0.95584 | 0.95835 | 0.96077 | 0.96311 | 0.96536 | 0.96752 | 0.9696 | 0.97159 | 0.9735 | 0.97532 | 0.97706 | 0.97871 | 0.98027 | 0.98175 | 0.98314 | 0.98444 | 0.98566 | 0.9868 | 0.98785 | 0.98881 | 0.98968 | 0.99047 | 0.99118 | 0.9918 | 0.99233 | 0.99278 | 0.99314 | 0.99341 | 0.9936 | 0.9937 | 0.99372 | 0.99365 | 0.99349 | 0.99325 | 0.99293 | 0.99251 | 0.99396 | 0.99397 | 0.99397 | 0.99395 | 0.99393 | 0.9939 | 0.99387 | 0.99384 | 0.99382 | 0.9938 | 0.9938 | 0.99381 | 0.99384 | 0.99388 | 0.99396 | 0.99406 | 0.99419 | 0.99435 | 0.99456 | 0.9948 | 0.9948
2.5 | 0.98675 | 0.98763 | 0.98849 | 0.98931 | 0.9901 | 0.99085 | 0.99158 | 0.99227 | 0.99294 | 0.99357 | 0.99417 | 0.99474 | 0.99527 | 0.99578 | 0.99625 | 0.99669 | 0.9971 | 0.99748 | 0.99783 | 0.99815 | 0.99843 | 0.99868 | 0.9989 | 0.99909 | 0.99925 | 0.99938 | 0.99947 | 0.99954 | 0.99957 | 0.99957 | 0.99954 | 0.99947 | 0.99938 | 0.99925 | 0.99909 | 0.99891 | 0.99868 | 0.99927 | 0.99924 | 0.99921 | 0.99918 | 0.99916 | 0.99913 | 0.99911 | 0.9991 | 0.99909 | 0.9991 | 0.99911 | 0.99913 | 0.99917 | 0.99922 | 0.99929 | 0.99938 | 0.99948 | 0.9996 | 0.99975 | 0.99991 | 0.99991
3 | bar: Field Size 4 to Field Size 60.001
3.5 | 1.0066 | 1.0077 | 1.0073 | 1.0064 | 1.0053 | 1.0043 | 1.0033 | 1.0023 | 1.0015 | 1.0008 | 1.0002 | 0.99962 | 0.99914 | 0.99871 | 0.99833 | 0.99801 | 0.99773 | 0.99749 | 0.99729 | 0.99711 | 0.99696 | 0.99683 | 0.99672 | 0.99662 | 0.99653 | 0.99644 | 0.99636 | 0.99628 | 0.9962 | 0.99611 | 0.99602 | 0.99592 | 0.99582 | 0.9957 | 0.99557 | 0.99542 | 0.99526 | 0.9954 | 0.99532 | 0.99523 | 0.99515 | 0.99505 | 0.99496 | 0.99486 | 0.99476 | 0.99465 | 0.99454 | 0.99443 | 0.99431 | 0.99419 | 0.99406 | 0.99393 | 0.99379 | 0.99365 | 0.9935 | 0.99335 | 0.99319 | 0.99319
4 | 1.006 | 1.008 | 1.0076 | 1.0063 | 1.0048 | 1.0032 | 1.0018 | 1.0004 | 0.99915 | 0.99804 | 0.99706 | 0.9962 | 0.99543 | 0.99476 | 0.99417 | 0.99366 | 0.99322 | 0.99285 | 0.99253 | 0.99227 | 0.99204 | 0.99185 | 0.99169 | 0.99155 | 0.99143 | 0.99133 | 0.99124 | 0.99116 | 0.99107 | 0.99099 | 0.99091 | 0.99082 | 0.99073 | 0.99062 | 0.9905 | 0.99036 | 0.99021 | 0.99046 | 0.99043 | 0.99038 | 0.99034 | 0.9903 | 0.99025 | 0.9902 | 0.99015 | 0.99009 | 0.99003 | 0.98997 | 0.9899 | 0.98983 | 0.98975 | 0.98967 | 0.98958 | 0.98949 | 0.98939 | 0.98929 | 0.98919 | 0.98919
4.5 | 0.99991 | 1.0035 | 1.0036 | 1.0024 | 1.0008 | 0.99896 | 0.9972 | 0.99557 | 0.99408 | 0.99275 | 0.99157 | 0.99054 | 0.98963 | 0.98884 | 0.98817 | 0.98759 | 0.9871 | 0.9867 | 0.98637 | 0.9861 | 0.98589 | 0.98573 | 0.98561 | 0.98553 | 0.98547 | 0.98544 | 0.98543 | 0.98543 | 0.98545 | 0.98547 | 0.98549 | 0.98552 | 0.98554 | 0.98556 | 0.98556 | 0.98556 | 0.98554 | 0.98537 | 0.98535 | 0.98532 | 0.98529 | 0.98524 | 0.98519 | 0.98513 | 0.98506 | 0.98498 | 0.9849 | 0.9848 | 0.98469 | 0.98457 | 0.98445 | 0.98431 | 0.98416 | 0.984 | 0.98383 | 0.98366 | 0.98347 | 0.98347
5 | 0.98847 | 0.99297 | 0.99329 | 0.99199 | 0.99012 | 0.98814 | 0.98625 | 0.98453 | 0.98301 | 0.98169 | 0.98055 | 0.97959 | 0.97878 | 0.97811 | 0.97756 | 0.97711 | 0.97676 | 0.9765 | 0.97631 | 0.97617 | 0.9761 | 0.97606 | 0.97606 | 0.97609 | 0.97615 | 0.97622 | 0.9763 | 0.9764 | 0.9765 | 0.9766 | 0.9767 | 0.97679 | 0.97688 | 0.97695 | 0.97701 | 0.97706 | 0.9771 | 0.97735 | 0.97742 | 0.97749 | 0.97754 | 0.97758 | 0.97761 | 0.97763 | 0.97764 | 0.97763 | 0.97761 | 0.97758 | 0.97753 | 0.97747 | 0.9774 | 0.97732 | 0.97722 | 0.9771 | 0.97698 | 0.97684 | 0.97669 | 0.97669
5.5 | 0.9779 | 0.98244 | 0.98305 | 0.9821 | 0.98056 | 0.97887 | 0.97724 | 0.97574 | 0.9744 | 0.97324 | 0.97225 | 0.9714 | 0.9707 | 0.97011 | 0.96964 | 0.96926 | 0.96896 | 0.96873 | 0.96857 | 0.96845 | 0.96839 | 0.96836 | 0.96837 | 0.96841 | 0.96847 | 0.96855 | 0.96864 | 0.96875 | 0.96887 | 0.96899 | 0.96912 | 0.96926 | 0.96939 | 0.96952 | 0.96965 | 0.96978 | 0.9699 | 0.96998 | 0.97007 | 0.97015 | 0.97021 | 0.97027 | 0.97031 | 0.97035 | 0.97037 | 0.97038 | 0.97037 | 0.97036 | 0.97033 | 0.97029 | 0.97024 | 0.97017 | 0.97009 | 0.97 | 0.9699 | 0.96978 | 0.96965 | 0.96965
6 | 0.96587 | 0.97077 | 0.9716 | 0.97081 | 0.96943 | 0.96792 | 0.96647 | 0.96516 | 0.96403 | 0.96308 | 0.9623 | 0.96167 | 0.96118 | 0.9608 | 0.96053 | 0.96033 | 0.96021 | 0.96014 | 0.96011 | 0.96013 | 0.96018 | 0.96025 | 0.96035 | 0.96047 | 0.9606 | 0.96074 | 0.96089 | 0.96105 | 0.96122 | 0.96139 | 0.96156 | 0.96173 | 0.96191 | 0.96208 | 0.96226 | 0.96244 | 0.96262 | 0.96279 | 0.9629 | 0.963 | 0.96309 | 0.96315 | 0.96321 | 0.96325 | 0.96327 | 0.96328 | 0.96328 | 0.96325 | 0.96322 | 0.96316 | 0.9631 | 0.96301 | 0.96291 | 0.9628 | 0.96267 | 0.96253 | 0.96237 | 0.96237
6.5 | 0.95389 | 0.9585 | 0.95962 | 0.95931 | 0.95844 | 0.9574 | 0.95639 | 0.95547 | 0.95469 | 0.95403 | 0.95351 | 0.9531 | 0.9528 | 0.95258 | 0.95244 | 0.95236 | 0.95231 | 0.9523 | 0.95232 | 0.95236 | 0.95241 | 0.95248 | 0.95256 | 0.95266 | 0.95276 | 0.95288 | 0.953 | 0.95313 | 0.95327 | 0.95341 | 0.95357 | 0.95374 | 0.95391 | 0.9541 | 0.9543 | 0.95452 | 0.95475 | 0.95489 | 0.955 | 0.9551 | 0.95519 | 0.95527 | 0.95534 | 0.9554 | 0.95544 | 0.95547 | 0.95549 | 0.9555 | 0.9555 | 0.95548 | 0.95545 | 0.95541 | 0.95535 | 0.95528 | 0.9552 | 0.95511 | 0.95501 | 0.95501
7 | 0.94049 | 0.9459 | 0.94762 | 0.94779 | 0.94731 | 0.94661 | 0.94588 | 0.94521 | 0.94465 | 0.9442 | 0.94387 | 0.94364 | 0.9435 | 0.94343 | 0.94343 | 0.94346 | 0.94353 | 0.94361 | 0.9437 | 0.94379 | 0.9439 | 0.94401 | 0.94412 | 0.94425 | 0.94437 | 0.9445 | 0.94464 | 0.94479 | 0.94495 | 0.94512 | 0.9453 | 0.94549 | 0.94571 | 0.94594 | 0.94619 | 0.94647 | 0.94678 | 0.94693 | 0.94707 | 0.9472 | 0.94732 | 0.94743 | 0.94752 | 0.94761 | 0.94768 | 0.94774 | 0.94778 | 0.94782 | 0.94784 | 0.94785 | 0.94784 | 0.94783 | 0.9478 | 0.94776 | 0.94771 | 0.94765 | 0.94757 | 0.94757
7.5 | 0.92704 | 0.93321 | 0.93538 | 0.93584 | 0.93558 | 0.93507 | 0.93451 | 0.93401 | 0.93362 | 0.93335 | 0.93319 | 0.93314 | 0.93317 | 0.93328 | 0.93343 | 0.93362 | 0.93383 | 0.93404 | 0.93424 | 0.93445 | 0.93464 | 0.93484 | 0.93503 | 0.93522 | 0.93541 | 0.9356 | 0.93579 | 0.93599 | 0.9362 | 0.93642 | 0.93665 | 0.9369 | 0.93717 | 0.93746 | 0.93778 | 0.93813 | 0.93852 | 0.93878 | 0.93897 | 0.93915 | 0.93931 | 0.93946 | 0.9396 | 0.93972 | 0.93983 | 0.93992 | 0.94 | 0.94007 | 0.94012 | 0.94016 | 0.94018 | 0.9402 | 0.94019 | 0.94018 | 0.94015 | 0.9401 | 0.94005 | 0.94005
8 | 0.91236 | 0.91975 | 0.92274 | 0.9238 | 0.924 | 0.92386 | 0.92362 | 0.9234 | 0.92325 | 0.9232 | 0.92325 | 0.92339 | 0.9236 | 0.92387 | 0.92419 | 0.92452 | 0.92485 | 0.92517 | 0.92547 | 0.92576 | 0.92603 | 0.92629 | 0.92653 | 0.92677 | 0.927 | 0.92723 | 0.92746 | 0.92769 | 0.92793 | 0.92817 | 0.92844 | 0.92872 | 0.92903 | 0.92936 | 0.92973 | 0.93013 | 0.93058 | 0.93088 | 0.9311 | 0.9313 | 0.93149 | 0.93166 | 0.93182 | 0.93196 | 0.93208 | 0.9322 | 0.93229 | 0.93238 | 0.93245 | 0.9325 | 0.93254 | 0.93256 | 0.93257 | 0.93257 | 0.93255 | 0.93252 | 0.93247 | 0.93247
8.5 | 0.9007 | 0.90751 | 0.91033 | 0.91142 | 0.91178 | 0.91186 | 0.91187 | 0.91192 | 0.91205 | 0.91227 | 0.91258 | 0.91298 | 0.91344 | 0.91394 | 0.91446 | 0.91499 | 0.9155 | 0.91597 | 0.91641 | 0.91681 | 0.91718 | 0.91752 | 0.91783 | 0.91812 | 0.9184 | 0.91865 | 0.9189 | 0.91915 | 0.91939 | 0.91964 | 0.9199 | 0.92018 | 0.92047 | 0.92079 | 0.92115 | 0.92154 | 0.92197 | 0.92259 | 0.92283 | 0.92306 | 0.92327 | 0.92347 | 0.92366 | 0.92383 | 0.92398 | 0.92412 | 0.92425 | 0.92436 | 0.92446 | 0.92454 | 0.92462 | 0.92467 | 0.92472 | 0.92475 | 0.92476 | 0.92477 | 0.92476 | 0.92476
9 | 0.88792 | 0.89557 | 0.89915 | 0.90084 | 0.90162 | 0.902 | 0.9022 | 0.90237 | 0.90256 | 0.90281 | 0.90313 | 0.90351 | 0.90394 | 0.90441 | 0.9049 | 0.90539 | 0.90587 | 0.90631 | 0.90673 | 0.90711 | 0.90747 | 0.90782 | 0.90815 | 0.90846 | 0.90878 | 0.90909 | 0.9094 | 0.90972 | 0.91006 | 0.91041 | 0.91079 | 0.9112 | 0.91165 | 0.91214 | 0.91267 | 0.91325 | 0.9139 | 0.91392 | 0.91421 | 0.9145 | 0.91476 | 0.91502 | 0.91526 | 0.91549 | 0.9157 | 0.9159 | 0.91609 | 0.91626 | 0.91642 | 0.91657 | 0.91671 | 0.91683 | 0.91694 | 0.91703 | 0.91711 | 0.91718 | 0.91724 | 0.91724
9.5 | 0.87488 | 0.88315 | 0.88692 | 0.88869 | 0.88956 | 0.89006 | 0.89043 | 0.8908 | 0.89123 | 0.89174 | 0.89233 | 0.89299 | 0.8937 | 0.89445 | 0.89522 | 0.89597 | 0.8967 | 0.89739 | 0.89802 | 0.89861 | 0.89915 | 0.89966 | 0.90013 | 0.90058 | 0.901 | 0.90139 | 0.90177 | 0.90215 | 0.90251 | 0.90288 | 0.90325 | 0.90363 | 0.90403 | 0.90446 | 0.90491 | 0.9054 | 0.90593 | 0.90655 | 0.90686 | 0.90715 | 0.90742 | 0.90767 | 0.90791 | 0.90812 | 0.90832 | 0.9085 | 0.90866 | 0.90881 | 0.90894 | 0.90905 | 0.90915 | 0.90922 | 0.90929 | 0.90933 | 0.90936 | 0.90937 | 0.90937 | 0.90937
10 | 0.86105 | 0.86983 | 0.87424 | 0.8766 | 0.87797 | 0.87887 | 0.87957 | 0.8802 | 0.88083 | 0.88149 | 0.88221 | 0.88297 | 0.88378 | 0.8846 | 0.88544 | 0.88627 | 0.88707 | 0.88782 | 0.88853 | 0.8892 | 0.88983 | 0.89044 | 0.89101 | 0.89156 | 0.8921 | 0.89262 | 0.89313 | 0.89363 | 0.89414 | 0.89465 | 0.89518 | 0.89572 | 0.89628 | 0.89687 | 0.89749 | 0.89815 | 0.89886 | 0.89883 | 0.89917 | 0.89949 | 0.89979 | 0.90007 | 0.90032 | 0.90056 | 0.90077 | 0.90096 | 0.90114 | 0.90129 | 0.90143 | 0.90154 | 0.90164 | 0.90172 | 0.90178 | 0.90182 | 0.90184 | 0.90184 | 0.90183 | 0.90183
10.5 | 0.84998 | 0.85752 | 0.86168 | 0.86421 | 0.86589 | 0.86714 | 0.86818 | 0.86912 | 0.87002 | 0.87093 | 0.87185 | 0.87279 | 0.87374 | 0.87469 | 0.87564 | 0.87656 | 0.87745 | 0.87828 | 0.87907 | 0.87981 | 0.88052 | 0.88119 | 0.88184 | 0.88246 | 0.88306 | 0.88364 | 0.88421 | 0.88478 | 0.88535 | 0.88592 | 0.88649 | 0.88708 | 0.88768 | 0.88831 | 0.88896 | 0.88964 | 0.89036 | 0.89023 | 0.8906 | 0.89095 | 0.89128 | 0.89159 | 0.89188 | 0.89215 | 0.89241 | 0.89265 | 0.89287 | 0.89307 | 0.89325 | 0.89342 | 0.89358 | 0.89371 | 0.89383 | 0.89394 | 0.89403 | 0.8941 | 0.89416 | 0.89416
11 | 0.83599 | 0.84478 | 0.84956 | 0.85242 | 0.85433 | 0.85575 | 0.85694 | 0.85803 | 0.85908 | 0.86013 | 0.8612 | 0.86229 | 0.8634 | 0.86451 | 0.86562 | 0.8667 | 0.86776 | 0.86877 | 0.86973 | 0.87065 | 0.87154 | 0.87238 | 0.87319 | 0.87397 | 0.87473 | 0.87545 | 0.87616 | 0.87685 | 0.87752 | 0.87818 | 0.87883 | 0.87947 | 0.88011 | 0.88075 | 0.88139 | 0.88204 | 0.8827 | 0.88278 | 0.88317 | 0.88355 | 0.8839 | 0.88422 | 0.88452 | 0.8848 | 0.88505 | 0.88528 | 0.88549 | 0.88568 | 0.88584 | 0.88598 | 0.88611 | 0.88621 | 0.88629 | 0.88635 | 0.88639 | 0.88641 | 0.88642 | 0.88642
11.5 | 0.82199 | 0.83192 | 0.83739 | 0.84072 | 0.84296 | 0.84466 | 0.84607 | 0.84734 | 0.84855 | 0.84974 | 0.85093 | 0.85213 | 0.85334 | 0.85455 | 0.85575 | 0.85692 | 0.85807 | 0.85918 | 0.86024 | 0.86126 | 0.86224 | 0.86318 | 0.86409 | 0.86496 | 0.86579 | 0.86659 | 0.86736 | 0.8681 | 0.86881 | 0.86949 | 0.87015 | 0.87078 | 0.8714 | 0.87199 | 0.87256 | 0.87312 | 0.87366 | 0.87416 | 0.87459 | 0.87501 | 0.87539 | 0.87576 | 0.8761 | 0.87641 | 0.87671 | 0.87698 | 0.87723 | 0.87746 | 0.87767 | 0.87786 | 0.87803 | 0.87817 | 0.8783 | 0.87841 | 0.8785 | 0.87857 | 0.87862 | 0.87862
12 | 0.80997 | 0.81901 | 0.82459 | 0.82838 | 0.83116 | 0.83336 | 0.83521 | 0.83684 | 0.83835 | 0.83977 | 0.84113 | 0.84246 | 0.84376 | 0.84504 | 0.84629 | 0.84751 | 0.8487 | 0.84985 | 0.85097 | 0.85205 | 0.8531 | 0.85412 | 0.85511 | 0.85607 | 0.85701 | 0.85791 | 0.85879 | 0.85965 | 0.86047 | 0.86128 | 0.86205 | 0.8628 | 0.86353 | 0.86423 | 0.86491 | 0.86556 | 0.86618 | 0.86609 | 0.86655 | 0.86698 | 0.86739 | 0.86777 | 0.86814 | 0.86848 | 0.86879 | 0.86909 | 0.86937 | 0.86962 | 0.86986 | 0.87008 | 0.87027 | 0.87045 | 0.87061 | 0.87076 | 0.87088 | 0.87099 | 0.87108 | 0.87108
12.5 | 0.79797 | 0.80785 | 0.81371 | 0.81757 | 0.82039 | 0.82262 | 0.82451 | 0.82622 | 0.8278 | 0.82932 | 0.8308 | 0.83225 | 0.83367 | 0.83508 | 0.83647 | 0.83783 | 0.83917 | 0.84047 | 0.84174 | 0.84298 | 0.84418 | 0.84535 | 0.84648 | 0.84757 | 0.84862 | 0.84963 | 0.8506 | 0.85153 | 0.8524 | 0.85323 | 0.85401 | 0.85474 | 0.85542 | 0.85604 | 0.85661 | 0.85712 | 0.85757 | 0.85811 | 0.85859 | 0.85905 | 0.85949 | 0.85989 | 0.86027 | 0.86063 | 0.86096 | 0.86127 | 0.86155 | 0.86181 | 0.86205 | 0.86227 | 0.86247 | 0.86264 | 0.8628 | 0.86293 | 0.86304 | 0.86314 | 0.86322 | 0.86322
13 | 0.78586 | 0.79614 | 0.80222 | 0.80626 | 0.80924 | 0.81163 | 0.8137 | 0.81557 | 0.81733 | 0.81902 | 0.82066 | 0.82226 | 0.82384 | 0.8254 | 0.82693 | 0.82844 | 0.82992 | 0.83137 | 0.83278 | 0.83417 | 0.83551 | 0.83682 | 0.83808 | 0.83929 | 0.84045 | 0.84156 | 0.84261 | 0.84361 | 0.84454 | 0.8454 | 0.8462 | 0.84692 | 0.84757 | 0.84814 | 0.84863 | 0.84903 | 0.84934 | 0.8503 | 0.8508 | 0.85128 | 0.85172 | 0.85214 | 0.85253 | 0.85289 | 0.85323 | 0.85354 | 0.85382 | 0.85408 | 0.85432 | 0.85453 | 0.85472 | 0.85488 | 0.85503 | 0.85515 | 0.85525 | 0.85533 | 0.85539 | 0.85539
13.5 | 0.7738 | 0.78432 | 0.79088 | 0.79542 | 0.79883 | 0.80158 | 0.80393 | 0.80601 | 0.80791 | 0.80969 | 0.81139 | 0.81302 | 0.8146 | 0.81615 | 0.81766 | 0.81915 | 0.82062 | 0.82207 | 0.82349 | 0.82489 | 0.82626 | 0.8276 | 0.8289 | 0.83016 | 0.83139 | 0.83256 | 0.83368 | 0.83475 | 0.83575 | 0.8367 | 0.83757 | 0.83836 | 0.83908 | 0.83972 | 0.84027 | 0.84072 | 0.84108 | 0.84174 | 0.84227 | 0.84278 | 0.84327 | 0.84372 | 0.84415 | 0.84455 | 0.84493 | 0.84529 | 0.84562 | 0.84593 | 0.84621 | 0.84647 | 0.84672 | 0.84694 | 0.84714 | 0.84732 | 0.84748 | 0.84762 | 0.84774 | 0.84774
14 | 0.76184 | 0.7722 | 0.77902 | 0.78395 | 0.78777 | 0.7909 | 0.79356 | 0.79591 | 0.79803 | 0.79999 | 0.80183 | 0.80357 | 0.80523 | 0.80684 | 0.80841 | 0.80994 | 0.81145 | 0.81294 | 0.8144 | 0.81584 | 0.81726 | 0.81864 | 0.81999 | 0.82131 | 0.82258 | 0.82381 | 0.82498 | 0.82609 | 0.82715 | 0.82813 | 0.82905 | 0.82988 | 0.83063 | 0.83129 | 0.83185 | 0.83231 | 0.83266 | 0.83324 | 0.83381 | 0.83434 | 0.83485 | 0.83534 | 0.8358 | 0.83623 | 0.83665 | 0.83704 | 0.83741 | 0.83775 | 0.83808 | 0.83839 | 0.83868 | 0.83894 | 0.83919 | 0.83942 | 0.83964 | 0.83983 | 0.84001 | 0.84001
14.5 | 0.75172 | 0.76195 | 0.7685 | 0.7732 | 0.77686 | 0.77991 | 0.78257 | 0.78497 | 0.78718 | 0.78926 | 0.79123 | 0.79312 | 0.79494 | 0.79672 | 0.79844 | 0.80014 | 0.80181 | 0.80345 | 0.80507 | 0.80666 | 0.80821 | 0.80973 | 0.8112 | 0.81262 | 0.81398 | 0.81528 | 0.81652 | 0.81768 | 0.81876 | 0.81976 | 0.82066 | 0.82147 | 0.82217 | 0.82276 | 0.82323 | 0.82358 | 0.8238 | 0.82582 | 0.8264 | 0.82694 | 0.82745 | 0.82794 | 0.82839 | 0.82882 | 0.82921 | 0.82959 | 0.82993 | 0.83025 | 0.83055 | 0.83082 | 0.83107 | 0.8313 | 0.8315 | 0.83168 | 0.83184 | 0.83198 | 0.8321 | 0.8321
15 | 0.74014 | 0.75109 | 0.75826 | 0.76346 | 0.76753 | 0.77089 | 0.7738 | 0.77638 | 0.77874 | 0.78092 | 0.78298 | 0.78492 | 0.78679 | 0.78858 | 0.79033 | 0.79204 | 0.79371 | 0.79537 | 0.79699 | 0.79859 | 0.80016 | 0.80169 | 0.80318 | 0.80462 | 0.806 | 0.80733 | 0.80859 | 0.80978 | 0.8109 | 0.81193 | 0.81287 | 0.81372 | 0.81446 | 0.8151 | 0.81561 | 0.81601 | 0.81628 | 0.8173 | 0.8179 | 0.81847 | 0.81902 | 0.81953 | 0.82002 | 0.82048 | 0.82091 | 0.82132 | 0.82171 | 0.82207 | 0.82241 | 0.82272 | 0.82301 | 0.82328 | 0.82353 | 0.82376 | 0.82397 | 0.82416 | 0.82433 | 0.82433
15.5 | 0.72825 | 0.73938 | 0.7468 | 0.75225 | 0.75657 | 0.76016 | 0.76328 | 0.76606 | 0.76859 | 0.77094 | 0.77314 | 0.77523 | 0.77722 | 0.77914 | 0.781 | 0.78281 | 0.78458 | 0.78633 | 0.78805 | 0.78974 | 0.79139 | 0.793 | 0.79457 | 0.79609 | 0.79755 | 0.79896 | 0.8003 | 0.80157 | 0.80277 | 0.80388 | 0.80491 | 0.80585 | 0.80668 | 0.80741 | 0.80802 | 0.80852 | 0.80889 | 0.80968 | 0.81031 | 0.8109 | 0.81146 | 0.81199 | 0.81249 | 0.81295 | 0.81339 | 0.8138 | 0.81418 | 0.81453 | 0.81485 | 0.81515 | 0.81543 | 0.81568 | 0.8159 | 0.81611 | 0.81628 | 0.81644 | 0.81658 | 0.81658
16 | 0.71846 | 0.72881 | 0.7361 | 0.74168 | 0.7462 | 0.75003 | 0.75336 | 0.75633 | 0.75903 | 0.76152 | 0.76383 | 0.76602 | 0.76809 | 0.77007 | 0.77197 | 0.77383 | 0.77563 | 0.7774 | 0.77914 | 0.78084 | 0.78251 | 0.78414 | 0.78572 | 0.78727 | 0.78876 | 0.7902 | 0.79158 | 0.79291 | 0.79416 | 0.79535 | 0.79646 | 0.79749 | 0.79843 | 0.79929 | 0.80004 | 0.80069 | 0.80124 | 0.80156 | 0.80222 | 0.80284 | 0.80342 | 0.80397 | 0.80449 | 0.80498 | 0.80544 | 0.80587 | 0.80627 | 0.80664 | 0.80699 | 0.80731 | 0.8076 | 0.80787 | 0.80811 | 0.80833 | 0.80853 | 0.80871 | 0.80886 | 0.80886
16.5 | 0.70864 | 0.71785 | 0.72478 | 0.73036 | 0.73508 | 0.7392 | 0.74286 | 0.74617 | 0.7492 | 0.75201 | 0.75462 | 0.75707 | 0.75938 | 0.76158 | 0.76368 | 0.76568 | 0.76762 | 0.76949 | 0.7713 | 0.77305 | 0.77475 | 0.77638 | 0.77796 | 0.77947 | 0.78093 | 0.78231 | 0.78364 | 0.78489 | 0.78607 | 0.78718 | 0.78821 | 0.78916 | 0.79002 | 0.79079 | 0.79147 | 0.79206 | 0.79254 | 0.79329 | 0.79394 | 0.79455 | 0.79513 | 0.79569 | 0.79621 | 0.7967 | 0.79717 | 0.7976 | 0.79802 | 0.7984 | 0.79877 | 0.79911 | 0.79942 | 0.79972 | 0.79999 | 0.80024 | 0.80047 | 0.80069 | 0.80088 | 0.80088
17 | 0.69696 | 0.70748 | 0.7148 | 0.72045 | 0.72513 | 0.72918 | 0.73281 | 0.73612 | 0.73919 | 0.74206 | 0.74477 | 0.74733 | 0.74977 | 0.7521 | 0.75433 | 0.75646 | 0.75852 | 0.7605 | 0.7624 | 0.76423 | 0.76599 | 0.76768 | 0.7693 | 0.77084 | 0.7723 | 0.77369 | 0.77501 | 0.77624 | 0.7774 | 0.77847 | 0.77946 | 0.78037 | 0.78119 | 0.78192 | 0.78255 | 0.7831 | 0.78354 | 0.78495 | 0.78564 | 0.78629 | 0.7869 | 0.78749 | 0.78804 | 0.78856 | 0.78904 | 0.7895 | 0.78993 | 0.79033 | 0.79071 | 0.79106 | 0.79138 | 0.79168 | 0.79196 | 0.79221 | 0.79244 | 0.79265 | 0.79283 | 0.79283
17.5 | 0.68726 | 0.69777 | 0.70508 | 0.71072 | 0.7154 | 0.71948 | 0.72315 | 0.72652 | 0.72966 | 0.73261 | 0.7354 | 0.73805 | 0.74058 | 0.74299 | 0.7453 | 0.74752 | 0.74964 | 0.75168 | 0.75364 | 0.75551 | 0.75731 | 0.75903 | 0.76067 | 0.76223 | 0.76372 | 0.76514 | 0.76647 | 0.76774 | 0.76893 | 0.77004 | 0.77108 | 0.77205 | 0.77293 | 0.77374 | 0.77448 | 0.77513 | 0.77571 | 0.77702 | 0.77773 | 0.77841 | 0.77905 | 0.77965 | 0.78022 | 0.78075 | 0.78125 | 0.78172 | 0.78215 | 0.78256 | 0.78293 | 0.78328 | 0.7836 | 0.78389 | 0.78415 | 0.78439 | 0.78461 | 0.7848 | 0.78496 | 0.78496
18 | 0.67645 | 0.68712 | 0.69479 | 0.70081 | 0.70582 | 0.71017 | 0.71405 | 0.71759 | 0.72085 | 0.72389 | 0.72675 | 0.72944 | 0.732 | 0.73443 | 0.73675 | 0.73895 | 0.74106 | 0.74308 | 0.745 | 0.74684 | 0.74861 | 0.75029 | 0.75191 | 0.75345 | 0.75493 | 0.75634 | 0.7577 | 0.75899 | 0.76022 | 0.7614 | 0.76252 | 0.76359 | 0.76461 | 0.76557 | 0.76649 | 0.76735 | 0.76817 | 0.76887 | 0.76961 | 0.77031 | 0.77097 | 0.7716 | 0.77219 | 0.77274 | 0.77326 | 0.77375 | 0.77421 | 0.77463 | 0.77503 | 0.7754 | 0.77573 | 0.77604 | 0.77633 | 0.77658 | 0.77682 | 0.77702 | 0.77721 | 0.77721
18.5 | 0.66675 | 0.67714 | 0.68479 | 0.69088 | 0.69601 | 0.7005 | 0.70452 | 0.7082 | 0.7116 | 0.71477 | 0.71775 | 0.72057 | 0.72324 | 0.72577 | 0.72817 | 0.73046 | 0.73264 | 0.7347 | 0.73667 | 0.73854 | 0.74032 | 0.74203 | 0.74365 | 0.7452 | 0.74669 | 0.74811 | 0.74947 | 0.75078 | 0.75204 | 0.75325 | 0.75441 | 0.75553 | 0.75661 | 0.75766 | 0.75867 | 0.75965 | 0.7606 | 0.76108 | 0.76183 | 0.76255 | 0.76322 | 0.76385 | 0.76444 | 0.765 | 0.76552 | 0.76601 | 0.76646 | 0.76688 | 0.76727 | 0.76762 | 0.76795 | 0.76825 | 0.76852 | 0.76876 | 0.76897 | 0.76916 | 0.76932 | 0.76932
19 | 0.65714 | 0.66705 | 0.67463 | 0.68084 | 0.68616 | 0.69087 | 0.69511 | 0.699 | 0.7026 | 0.70596 | 0.70911 | 0.71207 | 0.71487 | 0.71752 | 0.72002 | 0.72238 | 0.72462 | 0.72672 | 0.7287 | 0.73058 | 0.73235 | 0.73403 | 0.73563 | 0.73715 | 0.73859 | 0.73997 | 0.74129 | 0.74256 | 0.74378 | 0.74495 | 0.74609 | 0.74719 | 0.74827 | 0.74932 | 0.75035 | 0.75137 | 0.75238 | 0.75288 | 0.75364 | 0.75435 | 0.75502 | 0.75566 | 0.75626 | 0.75682 | 0.75735 | 0.75785 | 0.75831 | 0.75874 | 0.75914 | 0.75951 | 0.75985 | 0.76017 | 0.76046 | 0.76072 | 0.76095 | 0.76117 | 0.76135 | 0.76135
19.5 | 0.6473 | 0.6566 | 0.6642 | 0.67064 | 0.67626 | 0.68126 | 0.68577 | 0.68989 | 0.69368 | 0.69719 | 0.70047 | 0.70354 | 0.70642 | 0.70912 | 0.71166 | 0.71405 | 0.71629 | 0.71838 | 0.72035 | 0.72219 | 0.72393 | 0.72558 | 0.72714 | 0.72862 | 0.73003 | 0.73139 | 0.73269 | 0.73394 | 0.73516 | 0.73635 | 0.73752 | 0.73866 | 0.7398 | 0.74093 | 0.74206 | 0.7432 | 0.74435 | 0.74449 | 0.74525 | 0.74598 | 0.74666 | 0.74731 | 0.74793 | 0.74851 | 0.74906 | 0.74958 | 0.75006 | 0.75052 | 0.75095 | 0.75135 | 0.75173 | 0.75208 | 0.7524 | 0.7527 | 0.75298 | 0.75323 | 0.75347 | 0.75347
20 | 0.63866 | 0.64777 | 0.65503 | 0.66118 | 0.66658 | 0.67145 | 0.6759 | 0.68003 | 0.68388 | 0.68749 | 0.69089 | 0.6941 | 0.69714 | 0.7 | 0.7027 | 0.70524 | 0.70763 | 0.70986 | 0.71194 | 0.7139 | 0.71573 | 0.71745 | 0.71907 | 0.7206 | 0.72205 | 0.72343 | 0.72474 | 0.726 | 0.72721 | 0.72839 | 0.72953 | 0.73064 | 0.73175 | 0.73284 | 0.73393 | 0.73502 | 0.73613 | 0.73673 | 0.7375 | 0.73823 | 0.73892 | 0.73957 | 0.74019 | 0.74076 | 0.7413 | 0.7418 | 0.74227 | 0.74271 | 0.74311 | 0.74349 | 0.74384 | 0.74415 | 0.74444 | 0.74471 | 0.74494 | 0.74515 | 0.74534 | 0.74534
21 | 0.61898 | 0.62837 | 0.6357 | 0.64188 | 0.64736 | 0.65233 | 0.65694 | 0.66125 | 0.66531 | 0.66916 | 0.6728 | 0.67625 | 0.67952 | 0.68262 | 0.68554 | 0.68828 | 0.69085 | 0.69324 | 0.69547 | 0.69754 | 0.69946 | 0.70125 | 0.70293 | 0.70449 | 0.70595 | 0.70732 | 0.70861 | 0.70983 | 0.71099 | 0.71209 | 0.71316 | 0.71419 | 0.71519 | 0.71618 | 0.71715 | 0.71813 | 0.71912 | 0.72045 | 0.72123 | 0.72197 | 0.72266 | 0.72332 | 0.72393 | 0.72451 | 0.72504 | 0.72555 | 0.72602 | 0.72645 | 0.72686 | 0.72723 | 0.72757 | 0.72789 | 0.72817 | 0.72843 | 0.72866 | 0.72887 | 0.72905 | 0.72905
22 | 0.60042 | 0.6099 | 0.61743 | 0.6238 | 0.62941 | 0.63448 | 0.63913 | 0.64347 | 0.64754 | 0.65137 | 0.655 | 0.65845 | 0.66172 | 0.66482 | 0.66775 | 0.67052 | 0.67312 | 0.67555 | 0.67783 | 0.67997 | 0.68197 | 0.68386 | 0.68564 | 0.68732 | 0.68892 | 0.69043 | 0.69188 | 0.69327 | 0.69461 | 0.69591 | 0.69718 | 0.69843 | 0.69965 | 0.70088 | 0.7021 | 0.70333 | 0.70458 | 0.70496 | 0.70577 | 0.70653 | 0.70725 | 0.70791 | 0.70853 | 0.70911 | 0.70964 | 0.71013 | 0.71058 | 0.711 | 0.71137 | 0.71171 | 0.71202 | 0.71229 | 0.71252 | 0.71273 | 0.7129 | 0.71304 | 0.71316 | 0.71316
23 | 0.58269 | 0.59205 | 0.59937 | 0.60554 | 0.61098 | 0.61593 | 0.62051 | 0.6248 | 0.62886 | 0.63272 | 0.63639 | 0.63991 | 0.64326 | 0.64646 | 0.64951 | 0.6524 | 0.65514 | 0.65772 | 0.66015 | 0.66244 | 0.6646 | 0.66665 | 0.66859 | 0.67043 | 0.67218 | 0.67385 | 0.67545 | 0.67698 | 0.67845 | 0.67987 | 0.68126 | 0.6826 | 0.68393 | 0.68523 | 0.68651 | 0.6878 | 0.68908 | 0.68935 | 0.69019 | 0.69097 | 0.6917 | 0.69237 | 0.69299 | 0.69356 | 0.69408 | 0.69456 | 0.69498 | 0.69537 | 0.69571 | 0.696 | 0.69626 | 0.69648 | 0.69666 | 0.6968 | 0.6969 | 0.69697 | 0.69701 | 0.69701
24 | 0.5658 | 0.57515 | 0.58238 | 0.58845 | 0.59383 | 0.59873 | 0.60329 | 0.60759 | 0.61167 | 0.61555 | 0.61927 | 0.62283 | 0.62624 | 0.62949 | 0.6326 | 0.63555 | 0.63835 | 0.64099 | 0.64349 | 0.64584 | 0.64806 | 0.65016 | 0.65214 | 0.65402 | 0.6558 | 0.65749 | 0.65909 | 0.66061 | 0.66207 | 0.66345 | 0.66479 | 0.66606 | 0.6673 | 0.66849 | 0.66965 | 0.67077 | 0.67188 | 0.67269 | 0.67353 | 0.67431 | 0.67504 | 0.67572 | 0.67635 | 0.67694 | 0.67747 | 0.67796 | 0.6784 | 0.6788 | 0.67916 | 0.67948 | 0.67976 | 0.68 | 0.6802 | 0.68037 | 0.6805 | 0.6806 | 0.68067 | 0.68067
25 | 0.54879 | 0.55815 | 0.56525 | 0.57118 | 0.57642 | 0.58121 | 0.5857 | 0.58995 | 0.59401 | 0.59789 | 0.60163 | 0.60522 | 0.60867 | 0.61198 | 0.61515 | 0.61818 | 0.62106 | 0.62379 | 0.62638 | 0.62883 | 0.63115 | 0.63335 | 0.63543 | 0.63741 | 0.63927 | 0.64104 | 0.64272 | 0.64431 | 0.64581 | 0.64724 | 0.64859 | 0.64988 | 0.6511 | 0.65226 | 0.65337 | 0.65442 | 0.65543 | 0.6565 | 0.65736 | 0.65815 | 0.65889 | 0.65958 | 0.66022 | 0.6608 | 0.66134 | 0.66183 | 0.66227 | 0.66266 | 0.66302 | 0.66333 | 0.6636 | 0.66383 | 0.66402 | 0.66418 | 0.66429 | 0.66438 | 0.66442 | 0.66442
26 | 0.53169 | 0.54165 | 0.54858 | 0.55414 | 0.55902 | 0.56352 | 0.5678 | 0.57193 | 0.57594 | 0.57984 | 0.58365 | 0.58735 | 0.59094 | 0.59443 | 0.59779 | 0.60102 | 0.60411 | 0.60707 | 0.60987 | 0.61254 | 0.61507 | 0.61747 | 0.61974 | 0.62188 | 0.6239 | 0.6258 | 0.62758 | 0.62926 | 0.63082 | 0.63228 | 0.63364 | 0.6349 | 0.63607 | 0.63714 | 0.63813 | 0.63903 | 0.63985 | 0.64161 | 0.64247 | 0.64325 | 0.64398 | 0.64463 | 0.64523 | 0.64577 | 0.64625 | 0.64668 | 0.64705 | 0.64737 | 0.64764 | 0.64785 | 0.64802 | 0.64814 | 0.64822 | 0.64825 | 0.64824 | 0.64818 | 0.64809 | 0.64809
27 | 0.51633 | 0.52522 | 0.53185 | 0.53739 | 0.54235 | 0.54695 | 0.55132 | 0.55551 | 0.55956 | 0.56348 | 0.56728 | 0.57097 | 0.57454 | 0.57799 | 0.58131 | 0.58451 | 0.58758 | 0.59051 | 0.59331 | 0.59598 | 0.59852 | 0.60094 | 0.60324 | 0.60543 | 0.60751 | 0.60947 | 0.61134 | 0.6131 | 0.61476 | 0.61633 | 0.6178 | 0.61918 | 0.62047 | 0.62168 | 0.6228 | 0.62384 | 0.62481 | 0.62583 | 0.62668 | 0.62747 | 0.62819 | 0.62885 | 0.62944 | 0.62998 | 0.63045 | 0.63087 | 0.63124 | 0.63155 | 0.63181 | 0.63202 | 0.63218 | 0.63229 | 0.63235 | 0.63237 | 0.63235 | 0.63229 | 0.63218 | 0.63218
28 | 0.50202 | 0.51004 | 0.5163 | 0.52171 | 0.52664 | 0.53127 | 0.5357 | 0.53995 | 0.54406 | 0.54805 | 0.5519 | 0.55564 | 0.55925 | 0.56273 | 0.56608 | 0.56931 | 0.57239 | 0.57533 | 0.57814 | 0.58081 | 0.58336 | 0.58577 | 0.58807 | 0.59025 | 0.59232 | 0.59428 | 0.59614 | 0.59789 | 0.59954 | 0.60109 | 0.60255 | 0.60392 | 0.6052 | 0.60639 | 0.6075 | 0.60853 | 0.60948 | 0.6104 | 0.61122 | 0.61198 | 0.61267 | 0.61329 | 0.61386 | 0.61436 | 0.6148 | 0.61519 | 0.61552 | 0.6158 | 0.61603 | 0.61621 | 0.61633 | 0.61641 | 0.61644 | 0.61643 | 0.61638 | 0.61628 | 0.61614 | 0.61614
29 | 0.48659 | 0.49515 | 0.50141 | 0.50665 | 0.51138 | 0.51584 | 0.52012 | 0.52428 | 0.52834 | 0.5323 | 0.53617 | 0.53993 | 0.54359 | 0.54713 | 0.55056 | 0.55385 | 0.55701 | 0.56003 | 0.56291 | 0.56566 | 0.56827 | 0.57075 | 0.5731 | 0.57533 | 0.57744 | 0.57944 | 0.58132 | 0.5831 | 0.58478 | 0.58635 | 0.58783 | 0.58921 | 0.5905 | 0.59171 | 0.59283 | 0.59387 | 0.59483 | 0.59584 | 0.59665 | 0.59738 | 0.59804 | 0.59863 | 0.59915 | 0.5996 | 0.59999 | 0.60031 | 0.60057 | 0.60077 | 0.60091 | 0.601 | 0.60102 | 0.601 | 0.60092 | 0.6008 | 0.60062 | 0.60039 | 0.60012 | 0.60012
30 | 0.47171 | 0.48027 | 0.48669 | 0.4921 | 0.49699 | 0.50159 | 0.50598 | 0.51022 | 0.51434 | 0.51834 | 0.52223 | 0.526 | 0.52965 | 0.53317 | 0.53657 | 0.53983 | 0.54294 | 0.54589 | 0.5487 | 0.55137 | 0.5539 | 0.5563 | 0.55857 | 0.56072 | 0.56276 | 0.56469 | 0.56653 | 0.56826 | 0.5699 | 0.57146 | 0.57294 | 0.57435 | 0.57569 | 0.57696 | 0.57818 | 0.57934 | 0.58046 | 0.58097 | 0.58174 | 0.58244 | 0.58306 | 0.58361 | 0.58409 | 0.58449 | 0.58484 | 0.58511 | 0.58532 | 0.58547 | 0.58556 | 0.58559 | 0.58557 | 0.58549 | 0.58536 | 0.58517 | 0.58494 | 0.58465 | 0.58432 | 0.58432
30.001 | 0.47171 | 0.48027 | 0.48669 | 0.4921 | 0.49699 | 0.50159 | 0.50598 | 0.51022 | 0.51434 | 0.51834 | 0.52223 | 0.526 | 0.52965 | 0.53317 | 0.53657 | 0.53983 | 0.54294 | 0.54589 | 0.5487 | 0.55137 | 0.5539 | 0.5563 | 0.55857 | 0.56072 | 0.56276 | 0.56469 | 0.56653 | 0.56826 | 0.5699 | 0.57146 | 0.57294 | 0.57435 | 0.57569 | 0.57696 | 0.57818 | 0.57934 | 0.58046 | 0.58097 | 0.58174 | 0.58244 | 0.58306 | 0.58361 | 0.58409 | 0.58449 | 0.58484 | 0.58511 | 0.58532 | 0.58547 | 0.58556 | 0.58559 | 0.58557 | 0.58549 | 0.58536 | 0.58517 | 0.58494 | 0.58465 | 0.58432 | 0.58432
RDF | bar: Field Size 4 to Field Size 6
Y Jaw
X Jaw | 4 | 5 | 6 | 7 | 8 | 9 | 10 | 11 | 12 | 13 | 14 | 15 | 16 | 17 | 18 | 19 | 20 | 21 | 22 | 23 | 24 | 25 | 26 | 27 | 28 | 29 | 30 | 31 | 32 | 33 | 34 | 35 | 36 | 37 | 38 | 39 | 40 | 40.001
4 | 0.92652 | 0.9361 | 0.94323 | 0.94902 | 0.95288 | 0.95602 | 0.95928 | 0.9619 | 0.96394 | 0.96589 | 0.96807 | 0.9691 | 0.97087 | 0.97202 | 0.97292 | 0.97412 | 0.97515 | 0.97592 | 0.97695 | 0.97785 | 0.97885 | 0.9796 | 0.97993 | 0.98091 | 0.98191 | 0.98294 | 0.98324 | 0.98389 | 0.98489 | 0.98505 | 0.98587 | 0.98639 | 0.98703 | 0.98777 | 0.98798 | 0.98905 | 0.98923 | 0.98923
5 | 0.93394 | 0.9448 | 0.95291 | 0.959 | 0.96436 | 0.96841 | 0.97212 | 0.97499 | 0.977 | 0.97954 | 0.98177 | 0.98335 | 0.98503 | 0.986 | 0.988 | 0.98883 | 0.98989 | 0.99103 | 0.992 | 0.99301 | 0.99415 | 0.99461 | 0.99564 | 0.99659 | 0.997 | 0.998 | 0.99868 | 0.99953 | 1 | 1.001 | 1.002 | 1.0024 | 1.0029 | 1.003 | 1.0039 | 1.004 | 1.0053 | 1.0053
6 | 0.93906 | 0.95085 | 0.96043 | 0.96701 | 0.97281 | 0.97711 | 0.981 | 0.98431 | 0.98694 | 0.98939 | 0.99171 | 0.99344 | 0.99537 | 0.99712 | 0.99818 | 0.99969 | 1.0009 | 1.0022 | 1.0032 | 1.0043 | 1.005 | 1.0063 | 1.0073 | 1.0083 | 1.0093 | 1.0102 | 1.0105 | 1.0113 | 1.0123 | 1.0129 | 1.0133 | 1.0141 | 1.0149 | 1.015 | 1.016 | 1.0169 | 1.0173 | 1.0173
7 | 0.94278 | 0.956 | 0.96474 | 0.973 | 0.979 | 0.98354 | 0.98776 | 0.99128 | 0.994 | 0.99683 | 0.99928 | 1.0015 | 1.0033 | 1.0052 | 1.007 | 1.0081 | 1.0096 | 1.0109 | 1.0118 | 1.0131 | 1.0144 | 1.015 | 1.0163 | 1.0174 | 1.0185 | 1.0194 | 1.02 | 1.0206 | 1.021 | 1.0223 | 1.0226 | 1.0236 | 1.0244 | 1.0251 | 1.026 | 1.0263 | 1.0272 | 1.0272
8 | 0.94559 | 0.95864 | 0.96921 | 0.9766 | 0.98336 | 0.98845 | 0.99295 | 0.99668 | 0.99998 | 1.0027 | 1.0052 | 1.0077 | 1.0096 | 1.0116 | 1.0131 | 1.0148 | 1.0165 | 1.0178 | 1.0188 | 1.0202 | 1.022 | 1.0227 | 1.0236 | 1.0248 | 1.0258 | 1.0267 | 1.0274 | 1.0281 | 1.0291 | 1.0298 | 1.0302 | 1.0312 | 1.032 | 1.0328 | 1.0332 | 1.034 | 1.0344 | 1.0344
9 | 0.94778 | 0.96126 | 0.972 | 0.97986 | 0.98648 | 0.99233 | 0.99705 | 1.001 | 1.004 | 1.0073 | 1.0101 | 1.012 | 1.0146 | 1.0168 | 1.019 | 1.021 | 1.0221 | 1.0235 | 1.025 | 1.026 | 1.028 | 1.0281 | 1.0295 | 1.0309 | 1.0318 | 1.0328 | 1.034 | 1.0343 | 1.0353 | 1.0361 | 1.0365 | 1.0375 | 1.0384 | 1.0392 | 1.0396 | 1.0404 | 1.0415 | 1.0415
10 | 0.94951 | 0.96336 | 0.97414 | 0.983 | 0.98927 | 0.99544 | 0.9997 | 1.0045 | 1.0075 | 1.0112 | 1.014 | 1.0161 | 1.0189 | 1.0212 | 1.023 | 1.0248 | 1.0262 | 1.0283 | 1.0293 | 1.0309 | 1.0323 | 1.034 | 1.0345 | 1.036 | 1.0369 | 1.038 | 1.0387 | 1.0396 | 1.0406 | 1.0414 | 1.0419 | 1.043 | 1.0438 | 1.0446 | 1.045 | 1.0458 | 1.0467 | 1.0467
11 | 0.95092 | 0.96506 | 0.97562 | 0.98462 | 0.99169 | 0.998 | 1.0032 | 1.0074 | 1.011 | 1.0144 | 1.0174 | 1.0202 | 1.023 | 1.0248 | 1.0268 | 1.0286 | 1.0307 | 1.0323 | 1.0333 | 1.035 | 1.0364 | 1.038 | 1.0388 | 1.0403 | 1.0413 | 1.0424 | 1.0425 | 1.0441 | 1.0451 | 1.0459 | 1.0465 | 1.0475 | 1.0484 | 1.0492 | 1.0497 | 1.051 | 1.0516 | 1.0516
12 | 0.95208 | 0.96646 | 0.97758 | 0.987 | 0.99368 | 1.0001 | 1.005 | 1.009 | 1.0135 | 1.0171 | 1.0202 | 1.023 | 1.026 | 1.0279 | 1.03 | 1.0319 | 1.034 | 1.0358 | 1.0369 | 1.0386 | 1.04 | 1.0415 | 1.043 | 1.0441 | 1.045 | 1.0462 | 1.0471 | 1.048 | 1.049 | 1.0499 | 1.0505 | 1.052 | 1.0524 | 1.0532 | 1.0537 | 1.054 | 1.0557 | 1.0557
13 | 0.95304 | 0.967 | 0.979 | 0.9879 | 0.99529 | 1.001 | 1.0074 | 1.011 | 1.0163 | 1.0195 | 1.0226 | 1.025 | 1.0281 | 1.0306 | 1.0328 | 1.0348 | 1.0371 | 1.0388 | 1.0399 | 1.0418 | 1.0432 | 1.045 | 1.0457 | 1.0473 | 1.0483 | 1.049 | 1.0498 | 1.0514 | 1.0524 | 1.0533 | 1.0541 | 1.0551 | 1.0559 | 1.056 | 1.0573 | 1.0581 | 1.0593 | 1.0593
14 | 0.95385 | 0.96863 | 0.97958 | 0.99 | 0.99669 | 1.0034 | 1.0091 | 1.0137 | 1.0183 | 1.022 | 1.0247 | 1.028 | 1.031 | 1.033 | 1.0353 | 1.038 | 1.0396 | 1.0414 | 1.0426 | 1.0445 | 1.046 | 1.0467 | 1.049 | 1.0502 | 1.0512 | 1.0524 | 1.0528 | 1.0544 | 1.0555 | 1.0563 | 1.0572 | 1.0582 | 1.059 | 1.0599 | 1.0604 | 1.0612 | 1.0624 | 1.0624
15 | 0.95455 | 0.97 | 0.98145 | 0.991 | 0.99864 | 1.0048 | 1.0107 | 1.016 | 1.0198 | 1.024 | 1.0266 | 1.03 | 1.033 | 1.035 | 1.0375 | 1.0395 | 1.0418 | 1.0437 | 1.045 | 1.0469 | 1.049 | 1.05 | 1.051 | 1.0528 | 1.0538 | 1.055 | 1.0562 | 1.0571 | 1.0582 | 1.0591 | 1.06 | 1.061 | 1.0618 | 1.0627 | 1.0633 | 1.064 | 1.0653 | 1.0653
16 | 0.95515 | 0.9702 | 0.982 | 0.99123 | 0.99895 | 1.0059 | 1.0119 | 1.0166 | 1.0214 | 1.0248 | 1.0282 | 1.031 | 1.0341 | 1.0368 | 1.0394 | 1.0415 | 1.0439 | 1.0458 | 1.0471 | 1.0491 | 1.0506 | 1.052 | 1.054 | 1.0551 | 1.0561 | 1.0574 | 1.059 | 1.0595 | 1.0606 | 1.062 | 1.063 | 1.0635 | 1.0643 | 1.0652 | 1.0658 | 1.0665 | 1.0678 | 1.0678
17 | 0.95567 | 0.97084 | 0.983 | 0.99207 | 0.99987 | 1.0069 | 1.013 | 1.0178 | 1.022 | 1.0262 | 1.0297 | 1.0332 | 1.0357 | 1.039 | 1.0411 | 1.0433 | 1.045 | 1.047 | 1.049 | 1.0511 | 1.0526 | 1.054 | 1.056 | 1.0571 | 1.0581 | 1.0595 | 1.061 | 1.0617 | 1.0628 | 1.0637 | 1.0647 | 1.0658 | 1.066 | 1.0675 | 1.0681 | 1.0688 | 1.0701 | 1.0701
18 | 0.95612 | 0.97139 | 0.984 | 0.99281 | 1.0007 | 1.0078 | 1.014 | 1.0189 | 1.023 | 1.0274 | 1.031 | 1.034 | 1.0371 | 1.04 | 1.0427 | 1.0448 | 1.0474 | 1.0493 | 1.0507 | 1.0528 | 1.0543 | 1.056 | 1.0571 | 1.059 | 1.06 | 1.0614 | 1.0619 | 1.0636 | 1.0647 | 1.0656 | 1.0667 | 1.0678 | 1.0686 | 1.069 | 1.0702 | 1.0709 | 1.0722 | 1.0722
19 | 0.95653 | 0.97188 | 0.984 | 0.99347 | 1.002 | 1.008 | 1.014 | 1.0198 | 1.024 | 1.028 | 1.0321 | 1.0358 | 1.039 | 1.0413 | 1.0441 | 1.047 | 1.0488 | 1.0508 | 1.053 | 1.055 | 1.0559 | 1.058 | 1.0587 | 1.0606 | 1.0617 | 1.0631 | 1.0637 | 1.066 | 1.0665 | 1.068 | 1.0686 | 1.0697 | 1.071 | 1.0714 | 1.0721 | 1.0727 | 1.0741 | 1.0741
20 | 0.95688 | 0.97231 | 0.98429 | 0.99406 | 1.0022 | 1.0093 | 1.0151 | 1.02 | 1.025 | 1.029 | 1.0332 | 1.037 | 1.0396 | 1.0425 | 1.0453 | 1.0476 | 1.0496 | 1.0521 | 1.0537 | 1.0558 | 1.0574 | 1.0589 | 1.0603 | 1.0622 | 1.0633 | 1.0647 | 1.0659 | 1.067 | 1.0682 | 1.0691 | 1.0702 | 1.0713 | 1.0721 | 1.0731 | 1.0738 | 1.075 | 1.0758 | 1.0758
21 | 0.9572 | 0.972 | 0.985 | 0.99459 | 1.0026 | 1.0099 | 1.0164 | 1.0215 | 1.026 | 1.0304 | 1.0341 | 1.0379 | 1.0406 | 1.0436 | 1.0465 | 1.0487 | 1.0514 | 1.0534 | 1.055 | 1.0572 | 1.0587 | 1.0596 | 1.0616 | 1.063 | 1.0647 | 1.0662 | 1.0668 | 1.0685 | 1.0697 | 1.0706 | 1.0718 | 1.0729 | 1.0737 | 1.074 | 1.0754 | 1.076 | 1.0774 | 1.0774
22 | 0.95749 | 0.97305 | 0.98462 | 0.99508 | 1.004 | 1.011 | 1.017 | 1.0222 | 1.0275 | 1.0312 | 1.035 | 1.0388 | 1.0416 | 1.0446 | 1.0475 | 1.0498 | 1.052 | 1.0545 | 1.0562 | 1.0584 | 1.06 | 1.062 | 1.0629 | 1.0648 | 1.066 | 1.0675 | 1.069 | 1.0699 | 1.0711 | 1.072 | 1.0732 | 1.0744 | 1.0751 | 1.0761 | 1.0769 | 1.078 | 1.078 | 1.078
23 | 0.95776 | 0.97336 | 0.986 | 0.99552 | 1.0036 | 1.011 | 1.0176 | 1.0228 | 1.0282 | 1.032 | 1.0358 | 1.0397 | 1.043 | 1.0455 | 1.0484 | 1.0508 | 1.053 | 1.055 | 1.0573 | 1.0595 | 1.0611 | 1.063 | 1.0641 | 1.066 | 1.0672 | 1.0687 | 1.07 | 1.0712 | 1.0724 | 1.0733 | 1.0745 | 1.075 | 1.0764 | 1.0775 | 1.0782 | 1.0788 | 1.0802 | 1.0802
24 | 0.958 | 0.973 | 0.986 | 0.99593 | 1.0041 | 1.0115 | 1.0181 | 1.0234 | 1.028 | 1.032 | 1.036 | 1.0405 | 1.0433 | 1.0464 | 1.0493 | 1.0517 | 1.0545 | 1.0564 | 1.0583 | 1.0605 | 1.0622 | 1.064 | 1.0652 | 1.0671 | 1.0683 | 1.0699 | 1.0705 | 1.0723 | 1.073 | 1.075 | 1.0757 | 1.0769 | 1.0776 | 1.078 | 1.079 | 1.0801 | 1.0815 | 1.0815
25 | 0.95822 | 0.97391 | 0.98626 | 0.9963 | 1.0049 | 1.0119 | 1.0185 | 1.0239 | 1.0289 | 1.0333 | 1.0372 | 1.0409 | 1.044 | 1.0472 | 1.0501 | 1.0525 | 1.055 | 1.0573 | 1.0593 | 1.0614 | 1.0631 | 1.0648 | 1.0662 | 1.0681 | 1.0694 | 1.0709 | 1.0721 | 1.0734 | 1.0747 | 1.0756 | 1.0768 | 1.0778 | 1.0788 | 1.0799 | 1.0807 | 1.0812 | 1.0826 | 1.0826
26 | 0.95842 | 0.97415 | 0.98598 | 0.99665 | 1.0048 | 1.0123 | 1.0191 | 1.025 | 1.029 | 1.0339 | 1.0378 | 1.0419 | 1.0447 | 1.0479 | 1.0509 | 1.0533 | 1.0561 | 1.0581 | 1.0602 | 1.0623 | 1.064 | 1.066 | 1.0672 | 1.069 | 1.0704 | 1.0719 | 1.0726 | 1.0744 | 1.0757 | 1.0766 | 1.0778 | 1.0791 | 1.0798 | 1.0809 | 1.0818 | 1.083 | 1.0837 | 1.0837
27 | 0.95861 | 0.97437 | 0.987 | 0.99698 | 1.0052 | 1.0127 | 1.0195 | 1.0249 | 1.03 | 1.0344 | 1.0384 | 1.0425 | 1.046 | 1.0486 | 1.0515 | 1.054 | 1.0569 | 1.0589 | 1.061 | 1.0631 | 1.0649 | 1.067 | 1.068 | 1.0698 | 1.0713 | 1.0728 | 1.0735 | 1.0753 | 1.0766 | 1.0776 | 1.0788 | 1.0801 | 1.0808 | 1.0819 | 1.0828 | 1.084 | 1.0847 | 1.0847
28 | 0.95879 | 0.97457 | 0.98654 | 0.998 | 1.0055 | 1.0131 | 1.0199 | 1.026 | 1.031 | 1.0349 | 1.0389 | 1.0431 | 1.0459 | 1.0492 | 1.0522 | 1.0547 | 1.057 | 1.0595 | 1.0617 | 1.0639 | 1.0656 | 1.0666 | 1.0689 | 1.0706 | 1.0721 | 1.0737 | 1.075 | 1.0762 | 1.0775 | 1.079 | 1.0796 | 1.081 | 1.0817 | 1.0829 | 1.0838 | 1.085 | 1.0857 | 1.0857
29 | 0.95895 | 0.97476 | 0.9868 | 0.99757 | 1.0058 | 1.0134 | 1.0202 | 1.0258 | 1.0314 | 1.0354 | 1.0394 | 1.043 | 1.0465 | 1.0498 | 1.052 | 1.0553 | 1.0582 | 1.0602 | 1.0624 | 1.064 | 1.0664 | 1.068 | 1.0696 | 1.0714 | 1.0729 | 1.0745 | 1.076 | 1.077 | 1.0783 | 1.0793 | 1.081 | 1.0818 | 1.0825 | 1.0838 | 1.0847 | 1.086 | 1.0866 | 1.0866
30 | 0.95911 | 0.97494 | 0.98774 | 0.99784 | 1.0068 | 1.0137 | 1.0207 | 1.0261 | 1.0315 | 1.0359 | 1.0399 | 1.044 | 1.047 | 1.051 | 1.0533 | 1.0559 | 1.0586 | 1.0608 | 1.0631 | 1.0652 | 1.067 | 1.0689 | 1.071 | 1.0721 | 1.0736 | 1.0752 | 1.0764 | 1.0777 | 1.0791 | 1.0801 | 1.0812 | 1.0823 | 1.0833 | 1.084 | 1.085 | 1.0859 | 1.0874 | 1.0874
31 | 0.95926 | 0.9751 | 0.988 | 0.9981 | 1.007 | 1.014 | 1.0209 | 1.026 | 1.0322 | 1.0363 | 1.0403 | 1.044 | 1.0475 | 1.0509 | 1.0538 | 1.057 | 1.0594 | 1.062 | 1.0637 | 1.0658 | 1.0677 | 1.07 | 1.0711 | 1.0727 | 1.0744 | 1.0759 | 1.0766 | 1.079 | 1.0798 | 1.0808 | 1.0819 | 1.0833 | 1.0841 | 1.0854 | 1.0863 | 1.0867 | 1.0882 | 1.0882
32 | 0.9594 | 0.97526 | 0.9875 | 0.999 | 1.0066 | 1.0143 | 1.0211 | 1.0268 | 1.032 | 1.0367 | 1.0407 | 1.0451 | 1.048 | 1.0514 | 1.0543 | 1.0569 | 1.059 | 1.0618 | 1.0643 | 1.0664 | 1.0683 | 1.07 | 1.0717 | 1.0733 | 1.075 | 1.076 | 1.078 | 1.0791 | 1.08 | 1.081 | 1.0826 | 1.084 | 1.0848 | 1.0861 | 1.0871 | 1.088 | 1.089 | 1.089
33 | 0.95954 | 0.976 | 0.98772 | 0.99857 | 1.0069 | 1.0145 | 1.0214 | 1.0272 | 1.032 | 1.037 | 1.0411 | 1.0455 | 1.0484 | 1.0518 | 1.0547 | 1.0574 | 1.0604 | 1.0623 | 1.0649 | 1.0669 | 1.0688 | 1.071 | 1.0723 | 1.0739 | 1.0756 | 1.0772 | 1.079 | 1.0797 | 1.0812 | 1.0822 | 1.084 | 1.0847 | 1.086 | 1.0868 | 1.0878 | 1.089 | 1.0897 | 1.0897
34 | 0.95967 | 0.97555 | 0.98794 | 0.9988 | 1.008 | 1.0148 | 1.0217 | 1.028 | 1.0333 | 1.0374 | 1.042 | 1.045 | 1.0488 | 1.0523 | 1.0551 | 1.0578 | 1.06 | 1.0627 | 1.0654 | 1.0674 | 1.0694 | 1.071 | 1.0729 | 1.0744 | 1.0762 | 1.077 | 1.079 | 1.0803 | 1.081 | 1.0828 | 1.0838 | 1.0853 | 1.0861 | 1.0874 | 1.0884 | 1.0887 | 1.0903 | 1.0903
35 | 0.9598 | 0.97568 | 0.98851 | 0.99901 | 1.0078 | 1.015 | 1.022 | 1.0278 | 1.0331 | 1.0377 | 1.0418 | 1.0458 | 1.0492 | 1.0527 | 1.0555 | 1.0582 | 1.0609 | 1.0632 | 1.0659 | 1.0679 | 1.0699 | 1.0716 | 1.0735 | 1.0749 | 1.0768 | 1.0783 | 1.0794 | 1.0808 | 1.0823 | 1.0834 | 1.0844 | 1.0855 | 1.0867 | 1.088 | 1.0891 | 1.0893 | 1.091 | 1.091
36 | 0.95992 | 0.97581 | 0.989 | 0.99922 | 1.0076 | 1.016 | 1.0222 | 1.028 | 1.033 | 1.038 | 1.0421 | 1.046 | 1.0495 | 1.0531 | 1.0559 | 1.0586 | 1.0617 | 1.0636 | 1.0663 | 1.0683 | 1.0703 | 1.0715 | 1.074 | 1.076 | 1.0773 | 1.0789 | 1.08 | 1.082 | 1.0829 | 1.0839 | 1.0849 | 1.0864 | 1.0872 | 1.088 | 1.089 | 1.0899 | 1.091 | 1.091
37 | 0.96004 | 0.97594 | 0.98854 | 0.99942 | 1.0078 | 1.016 | 1.023 | 1.0283 | 1.0341 | 1.0383 | 1.043 | 1.046 | 1.0499 | 1.0534 | 1.0562 | 1.059 | 1.0621 | 1.0639 | 1.066 | 1.0687 | 1.0708 | 1.072 | 1.0745 | 1.0758 | 1.0778 | 1.0794 | 1.081 | 1.0818 | 1.0834 | 1.0844 | 1.086 | 1.0869 | 1.0877 | 1.0892 | 1.0902 | 1.091 | 1.0921 | 1.0921
38 | 0.96015 | 0.97606 | 0.98874 | 0.99962 | 1.009 | 1.0157 | 1.0226 | 1.0286 | 1.0344 | 1.038 | 1.0427 | 1.046 | 1.0502 | 1.053 | 1.056 | 1.0593 | 1.0624 | 1.0643 | 1.0672 | 1.0691 | 1.0712 | 1.0724 | 1.074 | 1.0762 | 1.0783 | 1.079 | 1.081 | 1.0823 | 1.083 | 1.0849 | 1.0858 | 1.0873 | 1.0882 | 1.089 | 1.09 | 1.0909 | 1.092 | 1.092
39 | 0.96027 | 0.97617 | 0.98893 | 0.99981 | 1.009 | 1.0159 | 1.0228 | 1.0288 | 1.034 | 1.0389 | 1.0429 | 1.047 | 1.051 | 1.0541 | 1.0568 | 1.0597 | 1.0628 | 1.0646 | 1.0676 | 1.0695 | 1.0716 | 1.074 | 1.0754 | 1.0766 | 1.0788 | 1.0803 | 1.082 | 1.0827 | 1.0843 | 1.086 | 1.087 | 1.0878 | 1.0887 | 1.0902 | 1.0913 | 1.092 | 1.0932 | 1.0932
40 | 0.96038 | 0.97629 | 0.98915 | 1 | 1.0087 | 1.0161 | 1.0231 | 1.029 | 1.034 | 1.0391 | 1.0432 | 1.047 | 1.0508 | 1.0545 | 1.0571 | 1.06 | 1.0628 | 1.0649 | 1.068 | 1.0698 | 1.072 | 1.0738 | 1.0759 | 1.077 | 1.0792 | 1.0807 | 1.082 | 1.0831 | 1.0847 | 1.0858 | 1.0866 | 1.0883 | 1.0891 | 1.0907 | 1.0918 | 1.0918 | 1.0934 | 1.0934
40.001 | 0.96038 | 0.97629 | 0.98915 | 1 | 1.0087 | 1.0161 | 1.0231 | 1.029 | 1.034 | 1.0391 | 1.0432 | 1.047 | 1.0508 | 1.0545 | 1.0571 | 1.06 | 1.0628 | 1.0649 | 1.068 | 1.0698 | 1.072 | 1.0738 | 1.0759 | 1.077 | 1.0792 | 1.0807 | 1.082 | 1.0831 | 1.0847 | 1.0858 | 1.0866 | 1.0883 | 1.0891 | 1.0907 | 1.0918 | 1.0918 | 1.0934 | 1.0934
Enhanced Dynamic Wedge Factors | bar: Y Jaw 4 to Y Jaw 8
Fixed Jaw | Y Jaw 4: EDW60; Y Jaw 5: EDW45; Y Jaw 6: EDW30; Y Jaw 7: EDW25; Y Jaw 8: EDW20; Y Jaw 9: EDW15; Y Jaw 10: EDW10
0 | Y Jaw 4: 1.041; Y Jaw 5: 1.0231; Y Jaw 6: 1.0131; Y Jaw 7: 1.0106; Y Jaw 8: 1.0083; Y Jaw 9: 1.0061; Y Jaw 10: 1.004
0.1 | Y Jaw 4: 1.0333; Y Jaw 5: 1.0187; Y Jaw 6: 1.0107; Y Jaw 7: 1.0087; Y Jaw 8: 1.0068; Y Jaw 9: 1.0049; Y Jaw 10: 1.0032
0.2 | Y Jaw 4: 1.0257; Y Jaw 5: 1.0144; Y Jaw 6: 1.0082; Y Jaw 7: 1.0067; Y Jaw 8: 1.0053; Y Jaw 9: 1.0038; Y Jaw 10: 1.0025
0.3 | Y Jaw 4: 1.0181; Y Jaw 5: 1.0102; Y Jaw 6: 1.0057; Y Jaw 7: 1.0047; Y Jaw 8: 1.0037; Y Jaw 9: 1.0027; Y Jaw 10: 1.0018
0.4 | Y Jaw 4: 1.0106; Y Jaw 5: 1.0059; Y Jaw 6: 1.0033; Y Jaw 7: 1.0027; Y Jaw 8: 1.0022; Y Jaw 9: 1.0015; Y Jaw 10: 1.001
0.5 | Y Jaw 4: 1.0032; Y Jaw 5: 1.0016; Y Jaw 6: 1.0008; Y Jaw 7: 1.0007; Y Jaw 8: 1.0006; Y Jaw 9: 1.0004; Y Jaw 10: 1.0003
0.6 | Y Jaw 4: 0.99575; Y Jaw 5: 0.99729; Y Jaw 6: 0.99834; Y Jaw 7: 0.99872; Y Jaw 8: 0.99907; Y Jaw 9: 0.99925; Y Jaw 10: 0.9995
0.7 | Y Jaw 4: 0.9884; Y Jaw 5: 0.99301; Y Jaw 6: 0.99586; Y Jaw 7: 0.99672; Y Jaw 8: 0.9975; Y Jaw 9: 0.9981; Y Jaw 10: 0.99874
0.8 | Y Jaw 4: 0.98111; Y Jaw 5: 0.98874; Y Jaw 6: 0.99337; Y Jaw 7: 0.9947; Y Jaw 8: 0.99593; Y Jaw 9: 0.99694; Y Jaw 10: 0.99798
0.9 | Y Jaw 4: 0.97386; Y Jaw 5: 0.98447; Y Jaw 6: 0.99088; Y Jaw 7: 0.99268; Y Jaw 8: 0.99435; Y Jaw 9: 0.99577; Y Jaw 10: 0.99721
1 | Y Jaw 4: 0.96667; Y Jaw 5: 0.98021; Y Jaw 6: 0.98838; Y Jaw 7: 0.99066; Y Jaw 8: 0.99276; Y Jaw 9: 0.9946; Y Jaw 10: 0.99643
1.1 | Y Jaw 4: 0.95954; Y Jaw 5: 0.97595; Y Jaw 6: 0.98587; Y Jaw 7: 0.98862; Y Jaw 8: 0.99116; Y Jaw 9: 0.99342; Y Jaw 10: 0.99565
1.2 | Y Jaw 4: 0.95245; Y Jaw 5: 0.9717; Y Jaw 6: 0.98336; Y Jaw 7: 0.98658; Y Jaw 8: 0.98956; Y Jaw 9: 0.99223; Y Jaw 10: 0.99487
1.3 | Y Jaw 4: 0.94542; Y Jaw 5: 0.96746; Y Jaw 6: 0.98085; Y Jaw 7: 0.98453; Y Jaw 8: 0.98795; Y Jaw 9: 0.99104; Y Jaw 10: 0.99408
1.4 | Y Jaw 4: 0.93844; Y Jaw 5: 0.96322; Y Jaw 6: 0.97832; Y Jaw 7: 0.98248; Y Jaw 8: 0.98634; Y Jaw 9: 0.98984; Y Jaw 10: 0.99329
1.5 | Y Jaw 4: 0.93151; Y Jaw 5: 0.95899; Y Jaw 6: 0.9758; Y Jaw 7: 0.98042; Y Jaw 8: 0.98472; Y Jaw 9: 0.98864; Y Jaw 10: 0.99249
1.6 | Y Jaw 4: 0.92464; Y Jaw 5: 0.95476; Y Jaw 6: 0.97326; Y Jaw 7: 0.97835; Y Jaw 8: 0.98309; Y Jaw 9: 0.98743; Y Jaw 10: 0.99169
1.7 | Y Jaw 4: 0.91781; Y Jaw 5: 0.95054; Y Jaw 6: 0.97072; Y Jaw 7: 0.97628; Y Jaw 8: 0.98145; Y Jaw 9: 0.98622; Y Jaw 10: 0.99088
1.8 | Y Jaw 4: 0.91103; Y Jaw 5: 0.94632; Y Jaw 6: 0.96818; Y Jaw 7: 0.9742; Y Jaw 8: 0.97981; Y Jaw 9: 0.98499; Y Jaw 10: 0.99007
1.9 | Y Jaw 4: 0.90431; Y Jaw 5: 0.94211; Y Jaw 6: 0.96563; Y Jaw 7: 0.97211; Y Jaw 8: 0.97816; Y Jaw 9: 0.98377; Y Jaw 10: 0.98925
2 | Y Jaw 4: 0.89763; Y Jaw 5: 0.93791; Y Jaw 6: 0.96307; Y Jaw 7: 0.97002; Y Jaw 8: 0.97651; Y Jaw 9: 0.98253; Y Jaw 10: 0.98843
2.1 | Y Jaw 4: 0.891; Y Jaw 5: 0.93372; Y Jaw 6: 0.96051; Y Jaw 7: 0.96792; Y Jaw 8: 0.97485; Y Jaw 9: 0.98129; Y Jaw 10: 0.9876
2.2 | Y Jaw 4: 0.88443; Y Jaw 5: 0.92953; Y Jaw 6: 0.95795; Y Jaw 7: 0.96582; Y Jaw 8: 0.97318; Y Jaw 9: 0.98005; Y Jaw 10: 0.98677
2.3 | Y Jaw 4: 0.8779; Y Jaw 5: 0.92534; Y Jaw 6: 0.95538; Y Jaw 7: 0.9637; Y Jaw 8: 0.9715; Y Jaw 9: 0.9788; Y Jaw 10: 0.98594
2.4 | Y Jaw 4: 0.87142; Y Jaw 5: 0.92117; Y Jaw 6: 0.9528; Y Jaw 7: 0.96158; Y Jaw 8: 0.96982; Y Jaw 9: 0.97754; Y Jaw 10: 0.9851
2.5 | Y Jaw 4: 0.86498; Y Jaw 5: 0.917; Y Jaw 6: 0.95022; Y Jaw 7: 0.95946; Y Jaw 8: 0.96813; Y Jaw 9: 0.97628; Y Jaw 10: 0.98425
2.6 | Y Jaw 4: 0.8586; Y Jaw 5: 0.91284; Y Jaw 6: 0.94763; Y Jaw 7: 0.95733; Y Jaw 8: 0.96644; Y Jaw 9: 0.97501; Y Jaw 10: 0.9834
2.7 | Y Jaw 4: 0.85226; Y Jaw 5: 0.90868; Y Jaw 6: 0.94504; Y Jaw 7: 0.95519; Y Jaw 8: 0.96474; Y Jaw 9: 0.97373; Y Jaw 10: 0.98255
2.8 | Y Jaw 4: 0.84597; Y Jaw 5: 0.90453; Y Jaw 6: 0.94244; Y Jaw 7: 0.95305; Y Jaw 8: 0.96303; Y Jaw 9: 0.97245; Y Jaw 10: 0.98169
2.9 | Y Jaw 4: 0.83972; Y Jaw 5: 0.90039; Y Jaw 6: 0.93984; Y Jaw 7: 0.9509; Y Jaw 8: 0.96132; Y Jaw 9: 0.97116; Y Jaw 10: 0.98083
3 | Y Jaw 4: 0.83352; Y Jaw 5: 0.89626; Y Jaw 6: 0.93723; Y Jaw 7: 0.94874; Y Jaw 8: 0.95959; Y Jaw 9: 0.96987; Y Jaw 10: 0.97996
3.1 | Y Jaw 4: 0.82737; Y Jaw 5: 0.89213; Y Jaw 6: 0.93462; Y Jaw 7: 0.94658; Y Jaw 8: 0.95787; Y Jaw 9: 0.96857; Y Jaw 10: 0.97908
3.2 | Y Jaw 4: 0.82126; Y Jaw 5: 0.88802; Y Jaw 6: 0.932; Y Jaw 7: 0.94441; Y Jaw 8: 0.95613; Y Jaw 9: 0.96726; Y Jaw 10: 0.9782
3.3 | Y Jaw 4: 0.8152; Y Jaw 5: 0.8839; Y Jaw 6: 0.92938; Y Jaw 7: 0.94223; Y Jaw 8: 0.95439; Y Jaw 9: 0.96595; Y Jaw 10: 0.97732
3.4 | Y Jaw 4: 0.80918; Y Jaw 5: 0.8798; Y Jaw 6: 0.92676; Y Jaw 7: 0.94005; Y Jaw 8: 0.95264; Y Jaw 9: 0.96463; Y Jaw 10: 0.97643
3.5 | Y Jaw 4: 0.80321; Y Jaw 5: 0.87571; Y Jaw 6: 0.92413; Y Jaw 7: 0.93786; Y Jaw 8: 0.95089; Y Jaw 9: 0.9633; Y Jaw 10: 0.97554
3.6 | Y Jaw 4: 0.79728; Y Jaw 5: 0.87162; Y Jaw 6: 0.92149; Y Jaw 7: 0.93567; Y Jaw 8: 0.94913; Y Jaw 9: 0.96197; Y Jaw 10: 0.97464
3.7 | Y Jaw 4: 0.79139; Y Jaw 5: 0.86754; Y Jaw 6: 0.91885; Y Jaw 7: 0.93347; Y Jaw 8: 0.94736; Y Jaw 9: 0.96064; Y Jaw 10: 0.97373
3.8 | Y Jaw 4: 0.78555; Y Jaw 5: 0.86347; Y Jaw 6: 0.91621; Y Jaw 7: 0.93127; Y Jaw 8: 0.94559; Y Jaw 9: 0.95929; Y Jaw 10: 0.97283
3.9 | Y Jaw 4: 0.77975; Y Jaw 5: 0.85941; Y Jaw 6: 0.91356; Y Jaw 7: 0.92906; Y Jaw 8: 0.94381; Y Jaw 9: 0.95794; Y Jaw 10: 0.97191
4 | Y Jaw 4: 0.77416; Y Jaw 5: 0.85524; Y Jaw 6: 0.91084; Y Jaw 7: 0.92675; Y Jaw 8: 0.94196; Y Jaw 9: 0.95658; Y Jaw 10: 0.97095
4.1 | Y Jaw 4: 0.76844; Y Jaw 5: 0.85119; Y Jaw 6: 0.90817; Y Jaw 7: 0.92452; Y Jaw 8: 0.94016; Y Jaw 9: 0.95522; Y Jaw 10: 0.97003
4.2 | Y Jaw 4: 0.76275; Y Jaw 5: 0.84715; Y Jaw 6: 0.90551; Y Jaw 7: 0.9223; Y Jaw 8: 0.93837; Y Jaw 9: 0.95384; Y Jaw 10: 0.9691
4.3 | Y Jaw 4: 0.75711; Y Jaw 5: 0.84313; Y Jaw 6: 0.90285; Y Jaw 7: 0.92007; Y Jaw 8: 0.93656; Y Jaw 9: 0.95247; Y Jaw 10: 0.96817
4.4 | Y Jaw 4: 0.7515; Y Jaw 5: 0.83912; Y Jaw 6: 0.90018; Y Jaw 7: 0.91784; Y Jaw 8: 0.93476; Y Jaw 9: 0.95108; Y Jaw 10: 0.96724
4.5 | Y Jaw 4: 0.74594; Y Jaw 5: 0.83511; Y Jaw 6: 0.89752; Y Jaw 7: 0.9156; Y Jaw 8: 0.93294; Y Jaw 9: 0.9497; Y Jaw 10: 0.9663
4.6 | Y Jaw 4: 0.74041; Y Jaw 5: 0.83112; Y Jaw 6: 0.89485; Y Jaw 7: 0.91336; Y Jaw 8: 0.93112; Y Jaw 9: 0.9483; Y Jaw 10: 0.96535
4.7 | Y Jaw 4: 0.73493; Y Jaw 5: 0.82714; Y Jaw 6: 0.89218; Y Jaw 7: 0.91111; Y Jaw 8: 0.9293; Y Jaw 9: 0.94691; Y Jaw 10: 0.9644
4.8 | Y Jaw 4: 0.72948; Y Jaw 5: 0.82318; Y Jaw 6: 0.88951; Y Jaw 7: 0.90887; Y Jaw 8: 0.92747; Y Jaw 9: 0.94551; Y Jaw 10: 0.96344
4.9 | Y Jaw 4: 0.72408; Y Jaw 5: 0.81922; Y Jaw 6: 0.88684; Y Jaw 7: 0.90662; Y Jaw 8: 0.92564; Y Jaw 9: 0.9441; Y Jaw 10: 0.96248
5 | Y Jaw 4: 0.71871; Y Jaw 5: 0.81528; Y Jaw 6: 0.88417; Y Jaw 7: 0.90436; Y Jaw 8: 0.9238; Y Jaw 9: 0.94269; Y Jaw 10: 0.96152
5.1 | Y Jaw 4: 0.71339; Y Jaw 5: 0.81135; Y Jaw 6: 0.8815; Y Jaw 7: 0.9021; Y Jaw 8: 0.92196; Y Jaw 9: 0.94127; Y Jaw 10: 0.96055
5.2 | Y Jaw 4: 0.7081; Y Jaw 5: 0.80743; Y Jaw 6: 0.87882; Y Jaw 7: 0.89984; Y Jaw 8: 0.92011; Y Jaw 9: 0.93985; Y Jaw 10: 0.95958
5.3 | Y Jaw 4: 0.70285; Y Jaw 5: 0.80352; Y Jaw 6: 0.87615; Y Jaw 7: 0.89757; Y Jaw 8: 0.91826; Y Jaw 9: 0.93842; Y Jaw 10: 0.9586
5.4 | Y Jaw 4: 0.69764; Y Jaw 5: 0.79962; Y Jaw 6: 0.87347; Y Jaw 7: 0.89531; Y Jaw 8: 0.9164; Y Jaw 9: 0.93699; Y Jaw 10: 0.95761
5.5 | Y Jaw 4: 0.69248; Y Jaw 5: 0.79574; Y Jaw 6: 0.87079; Y Jaw 7: 0.89303; Y Jaw 8: 0.91454; Y Jaw 9: 0.93555; Y Jaw 10: 0.95663
5.6 | Y Jaw 4: 0.68735; Y Jaw 5: 0.79186; Y Jaw 6: 0.86811; Y Jaw 7: 0.89076; Y Jaw 8: 0.91267; Y Jaw 9: 0.93411; Y Jaw 10: 0.95563
5.7 | Y Jaw 4: 0.68226; Y Jaw 5: 0.788; Y Jaw 6: 0.86543; Y Jaw 7: 0.88848; Y Jaw 8: 0.9108; Y Jaw 9: 0.93266; Y Jaw 10: 0.95464
5.8 | Y Jaw 4: 0.67721; Y Jaw 5: 0.78415; Y Jaw 6: 0.86275; Y Jaw 7: 0.88619; Y Jaw 8: 0.90892; Y Jaw 9: 0.93121; Y Jaw 10: 0.95363
5.9 | Y Jaw 4: 0.67221; Y Jaw 5: 0.78031; Y Jaw 6: 0.86006; Y Jaw 7: 0.8839; Y Jaw 8: 0.90704; Y Jaw 9: 0.92975; Y Jaw 10: 0.95263
6 | Y Jaw 4: 0.66724; Y Jaw 5: 0.77648; Y Jaw 6: 0.85738; Y Jaw 7: 0.88161; Y Jaw 8: 0.90515; Y Jaw 9: 0.92829; Y Jaw 10: 0.95161
6.1 | Y Jaw 4: 0.66231; Y Jaw 5: 0.77267; Y Jaw 6: 0.85469; Y Jaw 7: 0.87932; Y Jaw 8: 0.90326; Y Jaw 9: 0.92683; Y Jaw 10: 0.9506
6.2 | Y Jaw 4: 0.65742; Y Jaw 5: 0.76887; Y Jaw 6: 0.85201; Y Jaw 7: 0.87702; Y Jaw 8: 0.90136; Y Jaw 9: 0.92535; Y Jaw 10: 0.94958
6.3 | Y Jaw 4: 0.65257; Y Jaw 5: 0.76507; Y Jaw 6: 0.84932; Y Jaw 7: 0.87472; Y Jaw 8: 0.89946; Y Jaw 9: 0.92388; Y Jaw 10: 0.94855
6.4 | Y Jaw 4: 0.64776; Y Jaw 5: 0.76129; Y Jaw 6: 0.84663; Y Jaw 7: 0.87241; Y Jaw 8: 0.89755; Y Jaw 9: 0.92239; Y Jaw 10: 0.94752
6.5 | Y Jaw 4: 0.64299; Y Jaw 5: 0.75752; Y Jaw 6: 0.84394; Y Jaw 7: 0.8701; Y Jaw 8: 0.89564; Y Jaw 9: 0.92091; Y Jaw 10: 0.94649
6.6 | Y Jaw 4: 0.63826; Y Jaw 5: 0.75377; Y Jaw 6: 0.84125; Y Jaw 7: 0.86779; Y Jaw 8: 0.89372; Y Jaw 9: 0.91942; Y Jaw 10: 0.94545
6.7 | Y Jaw 4: 0.63357; Y Jaw 5: 0.75002; Y Jaw 6: 0.83855; Y Jaw 7: 0.86547; Y Jaw 8: 0.8918; Y Jaw 9: 0.91792; Y Jaw 10: 0.9444
6.8 | Y Jaw 4: 0.62892; Y Jaw 5: 0.74629; Y Jaw 6: 0.83586; Y Jaw 7: 0.86315; Y Jaw 8: 0.88987; Y Jaw 9: 0.91642; Y Jaw 10: 0.94335
6.9 | Y Jaw 4: 0.62431; Y Jaw 5: 0.74257; Y Jaw 6: 0.83316; Y Jaw 7: 0.86083; Y Jaw 8: 0.88794; Y Jaw 9: 0.91491; Y Jaw 10: 0.9423
7 | Y Jaw 4: 0.61974; Y Jaw 5: 0.73886; Y Jaw 6: 0.83047; Y Jaw 7: 0.8585; Y Jaw 8: 0.886; Y Jaw 9: 0.9134; Y Jaw 10: 0.94124
7.1 | Y Jaw 4: 0.61521; Y Jaw 5: 0.73516; Y Jaw 6: 0.82777; Y Jaw 7: 0.85617; Y Jaw 8: 0.88406; Y Jaw 9: 0.91188; Y Jaw 10: 0.94017
7.2 | Y Jaw 4: 0.61072; Y Jaw 5: 0.73147; Y Jaw 6: 0.82507; Y Jaw 7: 0.85383; Y Jaw 8: 0.88211; Y Jaw 9: 0.91036; Y Jaw 10: 0.93911
7.3 | Y Jaw 4: 0.60626; Y Jaw 5: 0.72779; Y Jaw 6: 0.82237; Y Jaw 7: 0.8515; Y Jaw 8: 0.88016; Y Jaw 9: 0.90884; Y Jaw 10: 0.93803
7.4 | Y Jaw 4: 0.60185; Y Jaw 5: 0.72413; Y Jaw 6: 0.81967; Y Jaw 7: 0.84915; Y Jaw 8: 0.8782; Y Jaw 9: 0.9073; Y Jaw 10: 0.93696
7.5 | Y Jaw 4: 0.59748; Y Jaw 5: 0.72048; Y Jaw 6: 0.81696; Y Jaw 7: 0.84681; Y Jaw 8: 0.87624; Y Jaw 9: 0.90577; Y Jaw 10: 0.93587
7.6 | Y Jaw 4: 0.59315; Y Jaw 5: 0.71684; Y Jaw 6: 0.81426; Y Jaw 7: 0.84446; Y Jaw 8: 0.87427; Y Jaw 9: 0.90423; Y Jaw 10: 0.93479
7.7 | Y Jaw 4: 0.58885; Y Jaw 5: 0.71321; Y Jaw 6: 0.81155; Y Jaw 7: 0.84211; Y Jaw 8: 0.8723; Y Jaw 9: 0.90268; Y Jaw 10: 0.93369
7.8 | Y Jaw 4: 0.5846; Y Jaw 5: 0.70959; Y Jaw 6: 0.80884; Y Jaw 7: 0.83975; Y Jaw 8: 0.87033; Y Jaw 9: 0.90113; Y Jaw 10: 0.9326
7.9 | Y Jaw 4: 0.58039; Y Jaw 5: 0.70599; Y Jaw 6: 0.80614; Y Jaw 7: 0.83739; Y Jaw 8: 0.86834; Y Jaw 9: 0.89957; Y Jaw 10: 0.9315
8 | Y Jaw 4: 0.57622; Y Jaw 5: 0.70239; Y Jaw 6: 0.80343; Y Jaw 7: 0.83502; Y Jaw 8: 0.86636; Y Jaw 9: 0.89801; Y Jaw 10: 0.93039
8.1 | Y Jaw 4: 0.57208; Y Jaw 5: 0.69881; Y Jaw 6: 0.80072; Y Jaw 7: 0.83266; Y Jaw 8: 0.86436; Y Jaw 9: 0.89645; Y Jaw 10: 0.92928
8.2 | Y Jaw 4: 0.56799; Y Jaw 5: 0.69524; Y Jaw 6: 0.798; Y Jaw 7: 0.83029; Y Jaw 8: 0.86237; Y Jaw 9: 0.89488; Y Jaw 10: 0.92816
8.3 | Y Jaw 4: 0.56393; Y Jaw 5: 0.69168; Y Jaw 6: 0.79529; Y Jaw 7: 0.82791; Y Jaw 8: 0.86037; Y Jaw 9: 0.8933; Y Jaw 10: 0.92704
8.4 | Y Jaw 4: 0.55992; Y Jaw 5: 0.68813; Y Jaw 6: 0.79258; Y Jaw 7: 0.82553; Y Jaw 8: 0.85836; Y Jaw 9: 0.89172; Y Jaw 10: 0.92592
8.5 | Y Jaw 4: 0.55594; Y Jaw 5: 0.6846; Y Jaw 6: 0.78986; Y Jaw 7: 0.82315; Y Jaw 8: 0.85635; Y Jaw 9: 0.89013; Y Jaw 10: 0.92479
8.6 | Y Jaw 4: 0.55201; Y Jaw 5: 0.68107; Y Jaw 6: 0.78714; Y Jaw 7: 0.82077; Y Jaw 8: 0.85433; Y Jaw 9: 0.88854; Y Jaw 10: 0.92365
8.7 | Y Jaw 4: 0.54811; Y Jaw 5: 0.67756; Y Jaw 6: 0.78443; Y Jaw 7: 0.81838; Y Jaw 8: 0.85231; Y Jaw 9: 0.88694; Y Jaw 10: 0.92252
8.8 | Y Jaw 4: 0.54426; Y Jaw 5: 0.67406; Y Jaw 6: 0.78171; Y Jaw 7: 0.81598; Y Jaw 8: 0.85028; Y Jaw 9: 0.88534; Y Jaw 10: 0.92137
8.9 | Y Jaw 4: 0.54044; Y Jaw 5: 0.67057; Y Jaw 6: 0.77899; Y Jaw 7: 0.81359; Y Jaw 8: 0.84825; Y Jaw 9: 0.88374; Y Jaw 10: 0.92022
9 | Y Jaw 4: 0.53667; Y Jaw 5: 0.66709; Y Jaw 6: 0.77626; Y Jaw 7: 0.81119; Y Jaw 8: 0.84621; Y Jaw 9: 0.88213; Y Jaw 10: 0.91907
9.1 | Y Jaw 4: 0.53293; Y Jaw 5: 0.66363; Y Jaw 6: 0.77354; Y Jaw 7: 0.80878; Y Jaw 8: 0.84417; Y Jaw 9: 0.88051; Y Jaw 10: 0.91791
9.2 | Y Jaw 4: 0.52924; Y Jaw 5: 0.66017; Y Jaw 6: 0.77082; Y Jaw 7: 0.80637; Y Jaw 8: 0.84213; Y Jaw 9: 0.87889; Y Jaw 10: 0.91675
9.3 | Y Jaw 4: 0.52558; Y Jaw 5: 0.65673; Y Jaw 6: 0.76809; Y Jaw 7: 0.80396; Y Jaw 8: 0.84007; Y Jaw 9: 0.87726; Y Jaw 10: 0.91558
9.4 | Y Jaw 4: 0.52196; Y Jaw 5: 0.6533; Y Jaw 6: 0.76536; Y Jaw 7: 0.80155; Y Jaw 8: 0.83802; Y Jaw 9: 0.87563; Y Jaw 10: 0.91441
9.5 | Y Jaw 4: 0.51838; Y Jaw 5: 0.64988; Y Jaw 6: 0.76264; Y Jaw 7: 0.79913; Y Jaw 8: 0.83596; Y Jaw 9: 0.874; Y Jaw 10: 0.91323
9.6 | Y Jaw 4: 0.51485; Y Jaw 5: 0.64647; Y Jaw 6: 0.75991; Y Jaw 7: 0.79671; Y Jaw 8: 0.83389; Y Jaw 9: 0.87236; Y Jaw 10: 0.91205
9.7 | Y Jaw 4: 0.51135; Y Jaw 5: 0.64308; Y Jaw 6: 0.75718; Y Jaw 7: 0.79428; Y Jaw 8: 0.83182; Y Jaw 9: 0.87071; Y Jaw 10: 0.91087
9.8 | Y Jaw 4: 0.50789; Y Jaw 5: 0.63969; Y Jaw 6: 0.75444; Y Jaw 7: 0.79185; Y Jaw 8: 0.82974; Y Jaw 9: 0.86906; Y Jaw 10: 0.90967
9.9 | Y Jaw 4: 0.50447; Y Jaw 5: 0.63632; Y Jaw 6: 0.75171; Y Jaw 7: 0.78942; Y Jaw 8: 0.82766; Y Jaw 9: 0.86741; Y Jaw 10: 0.90848
10 | Y Jaw 4: 0.5011; Y Jaw 5: 0.63296; Y Jaw 6: 0.74898; Y Jaw 7: 0.78698; Y Jaw 8: 0.82557; Y Jaw 9: 0.86575; Y Jaw 10: 0.90728
10.001 | Y Jaw 4: 0.5011; Y Jaw 5: 0.63296; Y Jaw 6: 0.74898; Y Jaw 7: 0.78698; Y Jaw 8: 0.82557; Y Jaw 9: 0.86575; Y Jaw 10: 0.90728
Peak Scatter Factor | bar: Y Jaw 4 to Y Jaw 6
Equivalent Field Size | Y Jaw 4: PSF
4 | Y Jaw 4: 0.96164; Y Jaw 6: Note: Currently all high energy machines use the same 15 MV PSF
5 | Y Jaw 4: 0.96997
6 | Y Jaw 4: 0.97739
7 | Y Jaw 4: 0.98401
8 | Y Jaw 4: 0.98992
9 | Y Jaw 4: 0.99522
10 | bar: Y Jaw 4
11 | Y Jaw 4: 1.0043
12 | Y Jaw 4: 1.0083
13 | Y Jaw 4: 1.0119
14 | Y Jaw 4: 1.0153
15 | Y Jaw 4: 1.0183
16 | Y Jaw 4: 1.0212
17 | Y Jaw 4: 1.0238
18 | Y Jaw 4: 1.0263
19 | Y Jaw 4: 1.0285
20 | Y Jaw 4: 1.0307
21 | Y Jaw 4: 1.0327
22 | Y Jaw 4: 1.0345
23 | Y Jaw 4: 1.0363
24 | Y Jaw 4: 1.0379
25 | Y Jaw 4: 1.0394
26 | Y Jaw 4: 1.0409
27 | Y Jaw 4: 1.0422
28 | Y Jaw 4: 1.0435
29 | Y Jaw 4: 1.0447
30 | Y Jaw 4: 1.0458
31 | Y Jaw 4: 1.0469
32 | Y Jaw 4: 1.0479
33 | Y Jaw 4: 1.0488
34 | Y Jaw 4: 1.0497
35 | Y Jaw 4: 1.0506
36 | Y Jaw 4: 1.0514
37 | Y Jaw 4: 1.0521
38 | Y Jaw 4: 1.0528
39 | Y Jaw 4: 1.0535
40 | Y Jaw 4: 1.0542
41 | Y Jaw 4: 1.0548
42 | Y Jaw 4: 1.0553
43 | Y Jaw 4: 1.0559
44 | Y Jaw 4: 1.0564
45 | Y Jaw 4: 1.0568
46 | Y Jaw 4: 1.0573
47 | Y Jaw 4: 1.0577
48 | Y Jaw 4: 1.0581
49 | Y Jaw 4: 1.0585
50 | Y Jaw 4: 1.0588
51 | Y Jaw 4: 1.0591
52 | Y Jaw 4: 1.0594
53 | Y Jaw 4: 1.0597
54 | Y Jaw 4: 1.06
55 | Y Jaw 4: 1.0602
56 | Y Jaw 4: 1.0605
57 | Y Jaw 4: 1.0607
58 | Y Jaw 4: 1.0609
59 | Y Jaw 4: 1.061
59.001 | Y Jaw 4: 1.061
ROF | bar: Y Jaw 4 to Y Jaw 6
Y Jaw
X Jaw | 4 | 5 | 6 | 7 | 8 | 9 | 10 | 11 | 12 | 13 | 14 | 15 | 16 | 17 | 18 | 19 | 20 | 21 | 22 | 23 | 24 | 25 | 26 | 27 | 28 | 29 | 30 | 31 | 32 | 33 | 34 | 35 | 36 | 37 | 38 | 39 | 40 | 40.001
4 | 0.96502 | 0.97086 | 0.97478 | 0.97813 | 0.98087 | 0.98287 | 0.985 | 0.98595 | 0.98744 | 0.98812 | 0.98914 | 0.99007 | 0.99092 | 0.99132 | 0.99212 | 0.99291 | 0.99337 | 0.99402 | 0.99422 | 0.99502 | 0.99521 | 0.99557 | 0.99612 | 0.99685 | 0.99706 | 0.99718 | 0.99763 | 0.99804 | 0.99834 | 0.99885 | 0.99909 | 0.99949 | 0.99991 | 0.99999 | 1.0002 | 1.0009 | 1.001 | 1.001
5 | 0.96808 | 0.97474 | 0.9791 | 0.98302 | 0.98585 | 0.98803 | 0.98984 | 0.992 | 0.993 | 0.99378 | 0.99481 | 0.9959 | 0.99667 | 0.99727 | 0.99815 | 0.99863 | 0.99925 | 0.99999 | 1.0003 | 1.001 | 1.0014 | 1.0016 | 1.0023 | 1.003 | 1.0032 | 1.0035 | 1.0039 | 1.0044 | 1.0048 | 1.0053 | 1.0054 | 1.006 | 1.0063 | 1.0067 | 1.0071 | 1.0074 | 1.0079 | 1.0079
6 | 0.9704 | 0.97725 | 0.98179 | 0.98603 | 0.98897 | 0.99135 | 0.99345 | 0.99511 | 0.99683 | 0.99775 | 0.99887 | 1.0001 | 1.0009 | 1.0017 | 1.0026 | 1.003 | 1.0037 | 1.0045 | 1.0049 | 1.0056 | 1.006 | 1.0062 | 1.007 | 1.0076 | 1.0079 | 1.0082 | 1.0086 | 1.0091 | 1.0096 | 1.0101 | 1.0101 | 1.0107 | 1.011 | 1.0114 | 1.0118 | 1.0119 | 1.0126 | 1.0126
7 | 0.97179 | 0.97887 | 0.98357 | 0.98804 | 0.99108 | 0.9936 | 0.99588 | 0.9976 | 0.99942 | 1.0004 | 1.0016 | 1.003 | 1.0038 | 1.0047 | 1.0056 | 1.006 | 1.0067 | 1.0076 | 1.008 | 1.0087 | 1.0092 | 1.0093 | 1.0102 | 1.0108 | 1.0111 | 1.0115 | 1.0119 | 1.0124 | 1.0129 | 1.0134 | 1.0134 | 1.014 | 1.0142 | 1.0147 | 1.0151 | 1.0152 | 1.0159 | 1.0159
8 | 0.9728 | 0.98017 | 0.98506 | 0.98969 | 0.99278 | 0.996 | 0.99777 | 0.99951 | 1.0014 | 1.0024 | 1.0036 | 1.0051 | 1.0059 | 1.0068 | 1.0078 | 1.0082 | 1.009 | 1.0098 | 1.0104 | 1.011 | 1.0116 | 1.0117 | 1.0127 | 1.0132 | 1.0136 | 1.0141 | 1.0145 | 1.015 | 1.0155 | 1.016 | 1.0161 | 1.0167 | 1.017 | 1.0175 | 1.018 | 1.0181 | 1.0188 | 1.0188
9 | 0.97375 | 0.98117 | 0.98613 | 0.99084 | 0.99398 | 0.99666 | 0.99913 | 1.0009 | 1.0028 | 1.0039 | 1.0052 | 1.0066 | 1.008 | 1.0085 | 1.01 | 1.0099 | 1.0107 | 1.0116 | 1.0122 | 1.0127 | 1.014 | 1.0135 | 1.0145 | 1.0151 | 1.0155 | 1.016 | 1.0164 | 1.017 | 1.0175 | 1.0179 | 1.0181 | 1.0187 | 1.019 | 1.0195 | 1.02 | 1.0201 | 1.0208 | 1.0208
10 | 0.97412 | 0.98165 | 0.98671 | 0.99151 | 0.99474 | 0.99751 | 1.0001 | 1.0019 | 1.0039 | 1.0051 | 1.0064 | 1.0079 | 1.0088 | 1.0098 | 1.0108 | 1.0113 | 1.0121 | 1.013 | 1.0137 | 1.0142 | 1.0149 | 1.0151 | 1.0161 | 1.0167 | 1.0171 | 1.0177 | 1.018 | 1.0186 | 1.0191 | 1.0196 | 1.0198 | 1.021 | 1.0207 | 1.022 | 1.0217 | 1.0218 | 1.0226 | 1.0226
11 | 0.97475 | 0.98227 | 0.98736 | 0.99219 | 0.99545 | 0.99828 | 1.0009 | 1.0027 | 1.0048 | 1.006 | 1.0073 | 1.0089 | 1.0098 | 1.0109 | 1.0119 | 1.0124 | 1.0132 | 1.0141 | 1.0149 | 1.0154 | 1.0161 | 1.0163 | 1.0173 | 1.0179 | 1.0184 | 1.019 | 1.0193 | 1.02 | 1.0205 | 1.0209 | 1.0212 | 1.0218 | 1.0221 | 1.0226 | 1.023 | 1.0233 | 1.024 | 1.024
12 | 0.97502 | 0.98268 | 0.9879 | 0.99279 | 0.99612 | 0.99901 | 1.0017 | 1.0035 | 1.0057 | 1.0069 | 1.0082 | 1.0098 | 1.0107 | 1.0119 | 1.0128 | 1.0134 | 1.0142 | 1.0152 | 1.0159 | 1.0165 | 1.0172 | 1.0174 | 1.0184 | 1.019 | 1.0195 | 1.0201 | 1.0204 | 1.0211 | 1.0216 | 1.022 | 1.0223 | 1.0229 | 1.0233 | 1.0238 | 1.0241 | 1.0244 | 1.0251 | 1.0251
13 | 0.97553 | 0.98313 | 0.98834 | 0.99322 | 0.99658 | 0.9995 | 1.0022 | 1.0041 | 1.0063 | 1.0075 | 1.0089 | 1.0105 | 1.012 | 1.0127 | 1.0136 | 1.0143 | 1.0151 | 1.016 | 1.0168 | 1.0174 | 1.0182 | 1.0184 | 1.0194 | 1.02 | 1.0206 | 1.0212 | 1.0215 | 1.0222 | 1.0227 | 1.0232 | 1.023 | 1.0242 | 1.024 | 1.025 | 1.0254 | 1.025 | 1.0264 | 1.0264
14 | 0.97565 | 0.98331 | 0.98861 | 0.99356 | 0.99701 | 1 | 1.0027 | 1.0047 | 1.0069 | 1.0082 | 1.0097 | 1.0113 | 1.0123 | 1.013 | 1.0145 | 1.0152 | 1.016 | 1.0169 | 1.0177 | 1.0183 | 1.0191 | 1.0193 | 1.0203 | 1.0209 | 1.0215 | 1.0221 | 1.0224 | 1.0231 | 1.0236 | 1.024 | 1.0244 | 1.025 | 1.0253 | 1.0258 | 1.0261 | 1.0264 | 1.027 | 1.027
15 | 0.97569 | 0.9835 | 0.9889 | 0.99387 | 0.99734 | 1.0003 | 1.0031 | 1.0051 | 1.0073 | 1.0086 | 1.01 | 1.0117 | 1.0126 | 1.0139 | 1.0148 | 1.0156 | 1.0164 | 1.0173 | 1.0182 | 1.0188 | 1.0195 | 1.0198 | 1.0208 | 1.0215 | 1.0221 | 1.0228 | 1.0231 | 1.0238 | 1.0243 | 1.0247 | 1.0252 | 1.0258 | 1.0262 | 1.0267 | 1.027 | 1.0274 | 1.028 | 1.028
16 | 0.97589 | 0.98371 | 0.98913 | 0.99411 | 0.99762 | 1.0007 | 1.0034 | 1.0054 | 1.007 | 1.009 | 1.0105 | 1.0122 | 1.0132 | 1.0144 | 1.0154 | 1.0162 | 1.017 | 1.018 | 1.0189 | 1.0195 | 1.0202 | 1.0206 | 1.0215 | 1.0222 | 1.0229 | 1.0236 | 1.0239 | 1.0246 | 1.0251 | 1.0256 | 1.0261 | 1.0267 | 1.0271 | 1.0276 | 1.0279 | 1.0284 | 1.029 | 1.029
17 | 0.97593 | 0.98387 | 0.98938 | 0.99439 | 0.99794 | 1.001 | 1.0038 | 1.0058 | 1.0081 | 1.0094 | 1.0109 | 1.0125 | 1.0136 | 1.0148 | 1.0158 | 1.0166 | 1.0174 | 1.0184 | 1.0193 | 1.0199 | 1.0207 | 1.021 | 1.022 | 1.0227 | 1.0234 | 1.0241 | 1.0244 | 1.0251 | 1.0257 | 1.0261 | 1.0267 | 1.0273 | 1.0277 | 1.0282 | 1.0285 | 1.029 | 1.0296 | 1.0296
18 | 0.976 | 0.9839 | 0.98944 | 0.99447 | 0.99808 | 1.0012 | 1.004 | 1.0061 | 1.0084 | 1.0097 | 1.0113 | 1.013 | 1.014 | 1.0153 | 1.0163 | 1.0172 | 1.018 | 1.019 | 1.0199 | 1.0205 | 1.0213 | 1.0216 | 1.0226 | 1.0233 | 1.024 | 1.0247 | 1.025 | 1.0257 | 1.0262 | 1.0267 | 1.0273 | 1.0278 | 1.0283 | 1.0287 | 1.029 | 1.0296 | 1.0301 | 1.0301
19 | 0.97604 | 0.98395 | 0.98953 | 0.99457 | 0.99821 | 1.0014 | 1.0042 | 1.0063 | 1.008 | 1.01 | 1.0116 | 1.0133 | 1.0143 | 1.0157 | 1.0166 | 1.0176 | 1.0184 | 1.0194 | 1.0203 | 1.021 | 1.0218 | 1.0222 | 1.0231 | 1.0238 | 1.0246 | 1.0253 | 1.0256 | 1.0264 | 1.0269 | 1.0273 | 1.028 | 1.0285 | 1.029 | 1.0294 | 1.0297 | 1.0303 | 1.0308 | 1.0308
20 | 0.97664 | 0.98441 | 0.98992 | 0.99491 | 0.998 | 1.001 | 1.0045 | 1.0066 | 1.0089 | 1.0103 | 1.0119 | 1.0136 | 1.0147 | 1.016 | 1.017 | 1.0179 | 1.0187 | 1.0197 | 1.0207 | 1.0213 | 1.0221 | 1.0225 | 1.0234 | 1.0241 | 1.0248 | 1.0255 | 1.0258 | 1.0266 | 1.0271 | 1.0275 | 1.0281 | 1.0286 | 1.0291 | 1.0295 | 1.0298 | 1.0304 | 1.0308 | 1.0308
21 | 0.97659 | 0.98428 | 0.98978 | 0.99477 | 0.999 | 1.0016 | 1.0045 | 1.0066 | 1.009 | 1.011 | 1.0121 | 1.0138 | 1.0149 | 1.0163 | 1.0173 | 1.0183 | 1.0191 | 1.0202 | 1.0211 | 1.0218 | 1.0226 | 1.0231 | 1.024 | 1.0247 | 1.0255 | 1.0262 | 1.0265 | 1.0273 | 1.0279 | 1.0283 | 1.029 | 1.0295 | 1.03 | 1.0304 | 1.0307 | 1.0314 | 1.0318 | 1.0318
22 | 0.97671 | 0.98458 | 0.99018 | 0.99519 | 0.99888 | 1.0021 | 1.0049 | 1.007 | 1.0094 | 1.0108 | 1.013 | 1.0141 | 1.0152 | 1.0165 | 1.0176 | 1.0186 | 1.0194 | 1.0204 | 1.0214 | 1.0221 | 1.0229 | 1.0233 | 1.0242 | 1.025 | 1.0258 | 1.0265 | 1.0268 | 1.0276 | 1.0281 | 1.0286 | 1.0293 | 1.0298 | 1.0303 | 1.0308 | 1.0311 | 1.0317 | 1.0322 | 1.0322
23 | 0.97671 | 0.98461 | 0.99025 | 0.99528 | 0.99902 | 1.0022 | 1.005 | 1.0072 | 1.009 | 1.011 | 1.0127 | 1.0144 | 1.0155 | 1.0168 | 1.0179 | 1.0189 | 1.0198 | 1.0208 | 1.0218 | 1.0225 | 1.0233 | 1.0237 | 1.0246 | 1.0254 | 1.0262 | 1.0269 | 1.0272 | 1.028 | 1.0285 | 1.029 | 1.0297 | 1.0303 | 1.0307 | 1.0312 | 1.0315 | 1.0322 | 1.0326 | 1.0326
24 | 0.97678 | 0.98462 | 0.99025 | 0.99528 | 0.99904 | 1.0023 | 1.0051 | 1.0073 | 1.009 | 1.0111 | 1.0128 | 1.0146 | 1.0157 | 1.0171 | 1.0181 | 1.0192 | 1.0201 | 1.0211 | 1.0221 | 1.0228 | 1.0236 | 1.0241 | 1.025 | 1.0258 | 1.0266 | 1.0273 | 1.0276 | 1.0284 | 1.0289 | 1.0294 | 1.0301 | 1.0307 | 1.0311 | 1.0316 | 1.0319 | 1.0326 | 1.033 | 1.033
25 | 0.97657 | 0.98455 | 0.99026 | 0.99532 | 0.99911 | 1.0023 | 1.0052 | 1.0073 | 1.0098 | 1.012 | 1.0129 | 1.0147 | 1.0158 | 1.0172 | 1.0183 | 1.0194 | 1.0203 | 1.0213 | 1.0223 | 1.0231 | 1.0239 | 1.0244 | 1.0253 | 1.0261 | 1.0269 | 1.0277 | 1.028 | 1.0289 | 1.0295 | 1.03 | 1.0307 | 1.0313 | 1.0318 | 1.0323 | 1.0327 | 1.0333 | 1.0338 | 1.0338
26 | 0.97684 | 0.98471 | 0.99037 | 0.99538 | 0.99917 | 1.0024 | 1.0052 | 1.0074 | 1.0099 | 1.012 | 1.013 | 1.0148 | 1.0159 | 1.0173 | 1.0184 | 1.019 | 1.0204 | 1.0214 | 1.0224 | 1.0232 | 1.0241 | 1.0245 | 1.0254 | 1.0263 | 1.0271 | 1.0279 | 1.0282 | 1.0291 | 1.0296 | 1.0302 | 1.0309 | 1.0315 | 1.032 | 1.0324 | 1.0329 | 1.0335 | 1.034 | 1.034
27 | 0.97684 | 0.98474 | 0.991 | 0.99554 | 1 | 1.0027 | 1.0056 | 1.0077 | 1.0103 | 1.0117 | 1.0135 | 1.0152 | 1.0164 | 1.0178 | 1.0189 | 1.02 | 1.0209 | 1.0219 | 1.0229 | 1.0237 | 1.0246 | 1.025 | 1.0259 | 1.0267 | 1.0275 | 1.0283 | 1.0286 | 1.0294 | 1.03 | 1.0305 | 1.0312 | 1.0317 | 1.0322 | 1.0326 | 1.033 | 1.0336 | 1.0341 | 1.0341
28 | 0.97685 | 0.98478 | 0.99054 | 0.99562 | 0.9995 | 1.0028 | 1.0057 | 1.0079 | 1.0104 | 1.0119 | 1.0136 | 1.0154 | 1.0166 | 1.018 | 1.0191 | 1.0203 | 1.0212 | 1.0222 | 1.0232 | 1.024 | 1.0249 | 1.0253 | 1.0262 | 1.027 | 1.0279 | 1.0287 | 1.029 | 1.0298 | 1.0304 | 1.0309 | 1.0316 | 1.0322 | 1.0326 | 1.0331 | 1.0335 | 1.0341 | 1.0346 | 1.0346
29 | 0.97687 | 0.98492 | 0.99074 | 0.99583 | 0.99972 | 1.003 | 1.0059 | 1.0081 | 1.01 | 1.012 | 1.0138 | 1.0155 | 1.0167 | 1.0181 | 1.0193 | 1.0204 | 1.0213 | 1.0223 | 1.0233 | 1.0242 | 1.025 | 1.0255 | 1.0264 | 1.0272 | 1.0281 | 1.0289 | 1.0292 | 1.03 | 1.0306 | 1.0312 | 1.0319 | 1.0325 | 1.0329 | 1.0334 | 1.0339 | 1.0345 | 1.035 | 1.035
30 | 0.97719 | 0.98507 | 0.99083 | 0.9959 | 0.9998 | 1.0031 | 1.006 | 1.0082 | 1.01 | 1.0122 | 1.014 | 1.0158 | 1.017 | 1.0184 | 1.0196 | 1.0208 | 1.0217 | 1.0228 | 1.0238 | 1.0247 | 1.0256 | 1.026 | 1.0269 | 1.0278 | 1.0287 | 1.0295 | 1.0298 | 1.0306 | 1.0313 | 1.0319 | 1.0326 | 1.0332 | 1.0336 | 1.0341 | 1.0346 | 1.0352 | 1.0357 | 1.0357
31 | 0.97708 | 0.98509 | 0.99092 | 0.99601 | 0.99994 | 1.0032 | 1.0061 | 1.0083 | 1.01 | 1.0123 | 1.0141 | 1.0159 | 1.0171 | 1.0185 | 1.0197 | 1.0208 | 1.0218 | 1.0228 | 1.0238 | 1.0247 | 1.0256 | 1.026 | 1.0269 | 1.0278 | 1.0287 | 1.0295 | 1.0298 | 1.0306 | 1.0313 | 1.0319 | 1.0325 | 1.0331 | 1.0336 | 1.0341 | 1.0346 | 1.0352 | 1.0357 | 1.0357
32 | 0.97711 | 0.98512 | 0.99096 | 0.99606 | 1 | 1.0033 | 1.0062 | 1.0084 | 1.0109 | 1.013 | 1.0142 | 1.016 | 1.0172 | 1.0186 | 1.0198 | 1.0209 | 1.0219 | 1.0229 | 1.0239 | 1.0248 | 1.0257 | 1.0262 | 1.027 | 1.0279 | 1.0288 | 1.0296 | 1.0299 | 1.0308 | 1.0314 | 1.032 | 1.0327 | 1.0333 | 1.0337 | 1.0343 | 1.0348 | 1.0354 | 1.0359 | 1.0359
33 | 0.97714 | 0.98516 | 0.99101 | 0.99611 | 1.0001 | 1.0033 | 1.0062 | 1.0084 | 1.011 | 1.013 | 1.0143 | 1.0161 | 1.0173 | 1.0187 | 1.0199 | 1.0211 | 1.022 | 1.0231 | 1.0241 | 1.025 | 1.0259 | 1.0263 | 1.0272 | 1.0281 | 1.029 | 1.0298 | 1.0302 | 1.031 | 1.0317 | 1.0323 | 1.0329 | 1.0336 | 1.034 | 1.0346 | 1.0352 | 1.0357 | 1.0362 | 1.0362
34 | 0.97714 | 0.98523 | 0.99111 | 0.99621 | 1.0002 | 1.0034 | 1.0063 | 1.0085 | 1.011 | 1.013 | 1.0143 | 1.0161 | 1.0173 | 1.0187 | 1.02 | 1.0211 | 1.0221 | 1.0231 | 1.0241 | 1.0251 | 1.026 | 1.0264 | 1.0273 | 1.0283 | 1.0292 | 1.03 | 1.0304 | 1.0312 | 1.0319 | 1.0326 | 1.0332 | 1.0339 | 1.0344 | 1.0349 | 1.0356 | 1.0361 | 1.0367 | 1.0367
35 | 0.97718 | 0.98523 | 0.99116 | 0.99633 | 1.0004 | 1.0037 | 1.0066 | 1.0089 | 1.0115 | 1.013 | 1.0149 | 1.0167 | 1.0179 | 1.0193 | 1.0207 | 1.0218 | 1.0228 | 1.0238 | 1.0248 | 1.0257 | 1.0267 | 1.0271 | 1.028 | 1.0288 | 1.0297 | 1.0305 | 1.0309 | 1.0317 | 1.0323 | 1.033 | 1.0336 | 1.0342 | 1.0346 | 1.0351 | 1.0358 | 1.0362 | 1.0368 | 1.0368
36 | 0.97765 | 0.98551 | 0.99133 | 0.99644 | 1.0004 | 1.0037 | 1.0067 | 1.0089 | 1.011 | 1.013 | 1.0149 | 1.0167 | 1.018 | 1.0194 | 1.0208 | 1.0219 | 1.0229 | 1.024 | 1.0249 | 1.0259 | 1.0269 | 1.0273 | 1.0282 | 1.029 | 1.0299 | 1.0308 | 1.0311 | 1.0319 | 1.0326 | 1.0332 | 1.0338 | 1.0345 | 1.0349 | 1.0354 | 1.0361 | 1.0365 | 1.0371 | 1.0371
37 | 0.97764 | 0.98568 | 0.99158 | 0.9967 | 1.0007 | 1.004 | 1.0069 | 1.0091 | 1.011 | 1.0131 | 1.015 | 1.0168 | 1.018 | 1.0194 | 1.0208 | 1.0219 | 1.0229 | 1.024 | 1.025 | 1.026 | 1.0269 | 1.0273 | 1.0282 | 1.0291 | 1.03 | 1.0309 | 1.0313 | 1.0321 | 1.0328 | 1.0335 | 1.0341 | 1.0348 | 1.0352 | 1.0358 | 1.0366 | 1.037 | 1.0376 | 1.0376
38 | 0.97768 | 0.98572 | 0.99163 | 0.99676 | 1.0008 | 1.004 | 1.0069 | 1.0091 | 1.011 | 1.0132 | 1.0151 | 1.0169 | 1.0181 | 1.0195 | 1.0209 | 1.022 | 1.023 | 1.0241 | 1.025 | 1.0261 | 1.027 | 1.0274 | 1.0283 | 1.0292 | 1.0301 | 1.031 | 1.0314 | 1.0322 | 1.0329 | 1.0336 | 1.0342 | 1.0349 | 1.0353 | 1.0359 | 1.0367 | 1.0371 | 1.0378 | 1.0378
39 | 0.97771 | 0.98576 | 0.99168 | 0.99682 | 1.0008 | 1.0041 | 1.007 | 1.0092 | 1.0118 | 1.014 | 1.0152 | 1.0169 | 1.0182 | 1.0196 | 1.021 | 1.022 | 1.0231 | 1.0242 | 1.0251 | 1.0262 | 1.0271 | 1.0275 | 1.0284 | 1.0294 | 1.0302 | 1.0311 | 1.0315 | 1.0323 | 1.0331 | 1.0338 | 1.0343 | 1.035 | 1.0354 | 1.0361 | 1.0369 | 1.0372 | 1.0379 | 1.0379
40 | 0.97788 | 0.98591 | 0.99182 | 0.99695 | 1.0009 | 1.0042 | 1.0071 | 1.0093 | 1.0119 | 1.014 | 1.0152 | 1.017 | 1.0182 | 1.0196 | 1.0211 | 1.0221 | 1.0232 | 1.0243 | 1.0252 | 1.0263 | 1.0272 | 1.0276 | 1.0285 | 1.0294 | 1.0303 | 1.0312 | 1.0316 | 1.0324 | 1.0332 | 1.0339 | 1.0344 | 1.0351 | 1.0355 | 1.0362 | 1.0371 | 1.0373 | 1.0381 | 1.0381
40.001 | 0.97788 | 0.98591 | 0.99182 | 0.99695 | 1.0009 | 1.0042 | 1.0071 | 1.0093 | 1.0119 | 1.014 | 1.0152 | 1.017 | 1.0182 | 1.0196 | 1.0211 | 1.0221 | 1.0232 | 1.0243 | 1.0252 | 1.0263 | 1.0272 | 1.0276 | 1.0285 | 1.0294 | 1.0303 | 1.0312 | 1.0316 | 1.0324 | 1.0332 | 1.0339 | 1.0344 | 1.0351 | 1.0355 | 1.0362 | 1.0371 | 1.0373 | 1.0381 | 1.0381